## Worksheet
CENTRAL NEGROS POWER RELIABILITY, INC.
|  | Purok San Jose, Brgy. Calumangan, Bago City | [6 empty] | MATERIAL INVENTORY REPORT (WEEKLY) FOR ACCOUNTING
Tel. No. 476 - 7382
Date: |  | FROM | 2020-01-01 |  | TO | 2020-01-07
Warehouse
Main Category |  |  |  | Sub-Category
No. | Part No. |  | Item Description |  |  | Beginning Balance | UoM | MATERIAL RECIEVED | [6 empty] | Total Items Received (in) | MATERIAL ISSUED | [6 empty] | Total Items Issued (out) | MATERIAL RESTOCK | [6 empty] | Total Restock (in) | Ending Inventory as of (Date)
[8 empty] | 01/01 | 01/02 | 01/03 | 01/04 | 01/05 | 01/06 | 01/07 |  | 01/01 | 01/02 | 01/03 | 01/04 | 01/05 | 01/06 | 01/07 |  | 01/01 | 01/02 | 01/03 | 01/04 | 01/05 | 01/06 | 01/07
[8 empty] | Qty | Qty | Qty | Qty | Qty | Qty | Qty | Qty | Qty | Qty | Qty | Qty | Qty | Qty | Qty | Qty | Qty | Qty | Qty | Qty | Qty | Qty | Qty | Qty | Qty
1 | BUI-MAT_1088 |  | Pipe, GI, Sch40, 1-1/4" x 20 |  |  | 0 | lgth/s | [24 empty] | 0
2 | ENG-SUL_1246 |  | Hose, Flexible, Hydraulic, For Cylinder Head, 3/4", SAE100R2AT |  |  | 48 | pc/s | [24 empty] | 48
3 | BUI-PIP_1279 |  | Tee, Pipe Fitting, SS 316 Cast, Class 150, 3/4" NPT |  |  | 0 | pc/s | [24 empty] | 0
4 | BUI-MAT_1146 |  | "Titanium" 6x19 Steel Core, IWRC Wire Rope, 12mm dia., Zinc Coated, T/S: 180kg/mm2 |  |  | 0 | mtr/s | [24 empty] | 0
5 | BUI-MAT_1145 |  | "Titanium" 6x19 Steel Core, IWRC Wire Rope, 3/8" dia., Zinc Coated, T/S: 180kg/mm2 |  |  | 0 | mtr/s | [24 empty] | 0
6 | FFE-SSE_1041 |  | 16 Port Switch Hub, Rack Mounted, TP-Link, Model: TL-SG016D, Gigabit Switch |  |  | 0 | pc/s | [24 empty] | 0
7 | EIC-PAR_1379 |  | 2 Port Multiflex Trunk Voice / Clear-Channel Data T1/E1 Module |  |  | 0 | unit/s | [24 empty] | 0
8 | EIC-PAR_1385 |  | 2G DRAM (1 DIMM) for CISCO ISR 4400 Data Plane |  |  | 0 | unit/s | [24 empty] | 0
9 | AUX-PAR_1222 |  | 3 Way Valve DN40 |  |  | 0 | pc/s | [24 empty] | 0
10 | EIC-PAR_1377 |  | 3 YR SNTC 8X5XNBD CISCO ISR 4431 (4GE) |  |  | 0 | lot/s | [24 empty] | 0
11 | ENG-SUL_1221 |  | 3/2 Way Valve Complete, K 47065 |  |  | 2 | pc/s | [24 empty] | 2
12 | FFE-SSE_1043 |  | 32CH Embedded 4K NVR, Third Party Network Cameras Supported, Up to 12 Megapixels Resolution Recording, Suport 1-ch HDMI, 1-ch VGA, HDMI at Up to 3840 x 2160 Resolution |  |  | 0 | pc/s | [24 empty] | 0
13 | FFE-SSE_1042 |  | 4 MP IR Fixed Dome Network Camera, 1/3" Progressive Scan CMOS, 2560 x 1440 @30 FPS, 2.8mm Fixed Lens, Color: 0.01 Lux @ (F1.2, AGC ON), Lux with IR. H.265+, H.264+, H.264, Three Streams, 120DB WDR, 2 Behavioral Analyses and Face Detection, BLC/3D DNR/ROI. |  |  | 0 | pc/s | [24 empty] | 0
14 | EIC-PAR_1374 |  | 48VDC Power Supply,(4 Units of Battery Pack, 12VDC, with Supporting Rack) |  |  | 0 | lot/s | [24 empty] | 0
15 | EIC-PAR_1384 |  | 4G Dram (1 x 4G) for CICSCO ISR 4400 |  |  | 0 | unit/s | [24 empty] | 0
16 | EIC-PAR_1338 |  | 50MBPS Node Radio Capacity License |  |  | 0 | pc/s | [24 empty] | 0
17 | EIC-PAR_1386 |  | 8G eUSB Flash Memory for CISCO ISR 4430 |  |  | 0 | unit/s | [24 empty] | 0
18 | TOO-HAN_1092 |  | AC Adapter, Cable Label Printer, Brady-BMP21, RS Stock No.: 694-9188 |  |  | 0 | pc/s | [24 empty] | 0
19 | EIC-PAR_1322 |  | AC Impedance tester for Generator Rotor, 220V/60Hz |  |  | 1 | unit/s | [24 empty] | 1
20 | CON-CHE_1005 |  | Acetylene |  |  | 3 | cyl/s | [24 empty] | 3
21 | TOO-HAN_1052 |  | Acetylene Cutting Outfit |  |  | 0 | set/s | [24 empty] | 0
22 | CON-CHE_1090 |  | Acid, Muriatic |  |  | 0 | gal/s | [24 empty] | 0
23 | CON-CHE_1006 |  | Acid, Muriatic, 1Liter |  |  | 0 | ltr/s | [24 empty] | 0
24 | CON-CHE_1007 |  | Acid, Phosphoric, 1Liter |  |  | 0 | ltr/s | [24 empty] | 0
25 | CON-CHE_1008 |  | Acid, Sulfuric, (pH control), 34kg/pail |  |  | 189 | kg/s | [24 empty] | 189
26 | FFE-COM_1022 |  | Acoustic Tube for Motorola Earset |  |  | 0 | pc/s | [24 empty] | 0
27 | EIC-PAR_1013 |  | Adapter, Male & Female, 21mm |  |  | 0 | pc/s | [24 empty] | 0
28 | AUX-PAR_1263 |  | Adapter, Male Hydraulic Hose Fitting, Stainless, 1/4" NPT, Material: SS304 |  |  | 0 | pc/s | [24 empty] | 0
29 | AUX-PAR_1262 |  | Adapter, Male Hydraulic Hose Fitting, Stainless, 3/4" NPT, Material: SS304 |  |  | 0 | pc/s | [24 empty] | 0
30 | EIC-PAR_1014 |  | Adapter, Male, PVC, 1/2 in. x 20mm |  |  | 24 | pc/s | [24 empty] | 24
31 | EIC-PAR_1015 |  | Adapter, Male, PVC, 3" x 86mm |  |  | 12 | pc/s | [24 empty] | 12
32 | EIC-PAR_1312 |  | Adapter, MxF, PVC, 1/2 inch, W/ Lock Nut |  |  | 0 | pc/s | [24 empty] | 0
33 | CON-EIC_1192 |  | Adapter, MxF, UPVC, 1/2" w/ Lock Nut |  |  | 0 | pc/s | [24 empty] | 0
34 | CON-CON_1333 |  | Adaptor, Coupler, Male, PE, 1-1/2" |  |  | 0 | pc/s | [7 empty] | 1 | [16 empty] | 1 | bar: MATERIAL RECIEVED 01/07
35 | BUI-PIP_1336 |  | Adaptor, Female, PVC, 1/2" |  |  | 8 | pc/s | [24 empty] | 8
36 | BUI-PIP_1276 |  | Adaptor, Female, UPVC, 20 mm x 1/2" |  |  | 0 | pc/s | [24 empty] | 0
37 | BUI-MAT_1104 |  | Adaptor, Hose, 1/2" NPT Thread |  |  | 0 | pc/s | [24 empty] | 0
38 | BUI-PIP_1309 |  | Adaptor, Male / Female, PVC, 3/4" x 3/4" |  |  | 0 | pc/s | [24 empty] | 0
39 | AUX-PAR_1199 |  | Adaptor, Male, 2" |  |  | 0 | pc/s | [24 empty] | 0
40 | BUI-MAT_1207 |  | Adaptor, Male, PVC, 1", Color: Blue |  |  | 0 | pc/s | [7 empty] | 1 | [16 empty] | 1 | bar: MATERIAL RECIEVED 01/07
41 | BUI-PIP_1334 |  | Adaptor, Male, PVC, 1/2" |  |  | 6 | pc/s | [24 empty] | 6
42 | BUI-PIP_1277 |  | Adaptor, Male, UPVC, 20 mm x 1/2" |  |  | 0 | pc/s | [24 empty] | 0
43 | BUI-PIP_1274 |  | Adaptor, Male, UPVC, 25 mm x R3/4" |  |  | 0 | pc/s | [24 empty] | 0
44 | CON-EIC_1188 |  | Adaptor, Plug, 12V |  |  | 0 | pc/s | [24 empty] | 0
45 | CON-CON_1065 |  | Adhesive, Instant, 401 |  |  | 0 | pc/s | [24 empty] | 0
46 | CON-CON_1066 |  | Adhesive, Instant, 495 |  |  | 0 | pc/s | [24 empty] | 0
47 | CON-CON_1067 |  | Adhesive, Tile, 25kg |  |  | 5 | bag/s | [24 empty] | 5
48 | CON-CON_1068 |  | Adhesive, Tile, 5kg |  |  | 1 | bag/s | [24 empty] | 1
49 | TOO-HAN_1053 |  | Adjustable Wrench, 12" |  |  | 0 | pc/s | [24 empty] | 0
50 | ENG-SUL_1207 |  | Adjusting Ring, For Shaft, K 46176 |  |  | 20 | pc/s | [24 empty] | 20
51 | CON-MED_1005 |  | Advil |  |  | 0 | tab/s | [24 empty] | 0
52 | TOO-POW_1005 |  | Air Compressor Machine, 1HP |  |  | 0 | unit/s | [24 empty] | 0
53 | CON-EIC_1152 |  | Air Duct, Aluminum, 5"dia x 10meter |  |  | 0 | roll/s | [24 empty] | 0
54 | AUX-PAR_1195 |  | Air Filter Regulator & Lubricator(FRL) Combined 5 Microns Filtration With Bowl Protection & Pressure Gauge, Port Connection 1", Pressure Range 7-175 PSI: SGFM 469, Max Inlet Pressure 250 PSI |  |  | 0 | unit/s | [24 empty] | 0
55 | CON-HOU_1005 |  | Air Freshener |  |  | 0 | can/s | [24 empty] | 0
56 | AUX-PAR_1218 |  | Air Valve Block - 48VAC; 60 Hz, 1/4 NPT, OP: Max 10 Bar |  |  | 2 | unit/s | [24 empty] | 2
57 | CON-MED_1006 |  | Alaxan |  |  | 0 | tab/s | [24 empty] | 0
58 | CON-EIC_1005 |  | Alcohol, Denatured |  |  | 0 | ltr/s | [24 empty] | 0
59 | CON-EIC_1101 |  | Alcohol, Denatured, Gals |  |  | 1 | gal/s | [24 empty] | 1
60 | CON-MED_1007 |  | Alcohol, Ethyl, 70% Solution, 250ml |  |  | 0 | bot/s | [24 empty] | 0
61 | CON-MED_1008 |  | Alcohol, Ethyl, 70% Solution, 500ml |  |  | 0 | bot/s | [24 empty] | 0
62 | CON-MED_1009 |  | Alcohol, Isopropyl, 70% Solution, 250ml |  |  | 0 | bot/s | [24 empty] | 0
63 | CON-MED_1010 |  | Alcohol, Isopropyl, 70% Solution, 500ml |  |  | 0 | bot/s | [24 empty] | 0
64 | AUX-PAR_1221 |  | Alfa Laval Heatpac with Control System, Capacity: 24kW, Volyage: 400, 440 V AC, Max Pressure: 22.5 Bar, Test Pressure: 15 Bar, Max Working Temp: 160 deg. C, With Temperature Sensor: PT100 & Temperature Switch |  |  | 1 | unit/s | [24 empty] | 1
65 | TOO-HAN_1067 |  | Allan Wrench, 5.5mm |  |  | 0 | pc/s | [24 empty] | 0
66 | CON-OEA_1041 |  | Allen Screw, Flat, 5/8", (8x40mm) |  |  | 0 | pc/s | [24 empty] | 0
67 | TOO-HAN_1062 |  | Allen Socket, 6mm x 1/2 DR |  |  | 0 | pc/s | [24 empty] | 0
68 | TOO-HAN_1046 |  | Allen Wrench Set - (1.5, 2, 2.5, 3, 4, 5, 5.5, 6, 8, & 10mm) |  |  | 0 | set/s | [24 empty] | 0
69 | TOO-HAN_1068 |  | Allen Wrench, 4.5mm |  |  | 0 | pc/s | [24 empty] | 0
70 | TOO-HAN_1069 |  | Allen Wrench, 5.5mm |  |  | 0 | pc/s | [24 empty] | 0
71 | CON-MED_1011 |  | Alnix |  |  | 0 | tab/s | [24 empty] | 0
72 | AUT-TRA_1008 |  | Alternator, Boom Truck |  |  | 0 | assy/s | [24 empty] | 0
73 | BUI-MAT_1197 |  | Aluminum Frame w/ Wood Glass Panel, Model: YZ57-185/G30FP |  |  | 0 | pc/s | [24 empty] | 0
74 | _6386 |  | Ambient Air Sampling & Testing Report |  |  | 0 | set/s | [24 empty] | 0
75 | EIC-PAR_1016 |  | Ammeter, DC50MV, 150A |  |  | 2 | pc/s | [24 empty] | 2
76 | CON-MED_1012 |  | Ammonia, Strong Solution (150ml) |  |  | 0 | bot/s | [24 empty] | 0
77 | BUI-MAT_1140 |  | Anchor Bolts, Fabricated |  |  | 30 | pc/s | [24 empty] | 30
78 | EIC-PAR_1361 |  | Antenna 7.125 - 8.5GHZ HP |  |  | 0 | pc/s | [24 empty] | 0
79 | EIC-PAR_1370 |  | Antenna Mounting Bracket W/ Bolt & Nuts |  |  | 0 | set/s | [24 empty] | 0
80 | FFE-PPE_1001 |  | Apron, Ma-ong |  |  | 0 | pc/s | [24 empty] | 0
81 | CON-FUE_1001 |  | Argina S4 40 (Lube Oil) |  |  | 0 | drum/s | [24 empty] | 0
82 | CON-CHE_1009 |  | Argon |  |  | 4 | cyl/s | [24 empty] | 4
83 | ENG-SUL_1208 |  | Articulation Piece, K 45013 |  |  | 4 | pc/s | [24 empty] | 4
84 | AUX-PAR_1216 |  | Automatic Discharged Contoller, EPC41-48VAC +10% - 15%; 60Hz, Five Relay connected for 48 VAC, Built in Automatic Fuse 3.0A, 21kg |  |  | 2 | unit/s | [24 empty] | 2
85 | CON-MED_1013 |  | B-Complex, Super, 500 tabs/bot |  |  | 0 | bot/s | [24 empty] | 0
86 | CON-MED_1014 |  | B-Complex, Super, 500 tabs/bot |  |  | 0 | bot/s | [24 empty] | 0
87 | ENG-SUL_1239 |  | Baffle Screw, For Fuel Injection Pump, K 55021 |  |  | 120 | pc/s | [24 empty] | 120
88 | CON-HOU_1006 |  | Bag, (for Seedling) |  |  | 0 | pc/s | [24 empty] | 0
89 | CON-HOU_1007 |  | Bag, Garbage, L |  |  | 0 | pc/s | [24 empty] | 0
90 | CON-HOU_1008 |  | Bag, Garbage, Medium |  |  | 0 | pc/s | [24 empty] | 0
91 | CON-HOU_1009 |  | Bag, Garbage, Small |  |  | 0 | pc/s | [24 empty] | 0
92 | CON-HOU_1067 |  | Bag, Garbage, Tarnsparent, 24" x 36" |  |  | 0 | pc/s | [24 empty] | 0
93 | CON-HOU_1010 |  | Bag, Garbage, XL |  |  | 26 | pc/s | [24 empty] | 26
94 | CON-HOU_1011 |  | Bag, Garbage, XXL |  |  | 30 | pc/s | [24 empty] | 30
95 | ENG-SUL_1018 |  | Ball Screw for K 28005, K 28035 |  |  | 50 | pc/s | [24 empty] | 50
96 | AUX-PAR_1021 |  | Ball, Steel, 6014006, No.39, SJ 6000 |  |  | 2 | pc/s | [24 empty] | 2
97 | ENG-SUL_1038 |  | Ball-shaped Cup for the Rocker Arms, K 28041 |  |  | 112 | pc/s | [24 empty] | 112
98 | CON-MED_1015 |  | Band Aid, Strips |  |  | 0 | pc/s | [24 empty] | 0
99 | CON-MED_1016 |  | Bandage, Elastic Roller, 2" x 5 yards |  |  | 0 | roll/s | [24 empty] | 0
100 | CON-MED_1017 |  | Bandage, Triangular Cloth |  |  | 0 | sht/s | [24 empty] | 0
101 | BUI-MAT_1159 |  | Bar, Angle, MS, 1/4 " x 1-1/2" x 1-1/2" x 20 ft |  |  | 0 | lgth/s | [24 empty] | 0
102 | BUI-HAR_1002 |  | Bar, Angle, MS, 1/4" x 1" x 20 ft |  |  | 0 | lgth/s | [24 empty] | 0
103 | BUI-MAT_1189 |  | Bar, Angle, MS, 1/4" x 1-1/2" x 20 ft |  |  | -11 | lgth/s | [24 empty] | -11
104 | BUI-HAR_1004 |  | Bar, Angle, MS, 1/4" x 2" x 2" x 20 ft |  |  | 1 | lgth/s | [24 empty] | 1
105 | BUI-HAR_1005 |  | Bar, Angle, MS, 1/4" x 2" x 20 |  |  | 0 | lgth/s | [24 empty] | 0
106 | BUI-HAR_1003 |  | Bar, Angle, MS, 1/4" x 2-1/2" x 20 |  |  | 0 | lgth/s | [24 empty] | 0
107 | BUI-HAR_1007 |  | Bar, Angle, MS, 1/4" x 3" x 20 |  |  | 0 | lgth/s | [24 empty] | 0
108 | BUI-HAR_1008 |  | Bar, Angle, MS, 1/4" x 3" x 3" |  |  | 0 | lgth/s | [24 empty] | 0
109 | BUI-HAR_1006 |  | Bar, Angle, MS, 1/4" x 3-1/2" x 20 |  |  | 0 | lgth/s | [24 empty] | 0
110 | BUI-MAT_1148 |  | Bar, Angle, MS, 1/8 " x 1-1/2" x 1-1/2" x 20 ft |  |  | 0 | lgth/s | [24 empty] | 0
111 | BUI-HAR_1113 |  | Bar, Angle, MS, 1/8" x 1" x 20 ft |  |  | 0 | lgth/s | [24 empty] | 0
112 | BUI-MAT_1160 |  | Bar, Angle, MS, 1/8"(3.5m) x 2" x 2" x 20 ft |  |  | 0 | lgth/s | [24 empty] | 0
113 | BUI-MAT_1184 |  | Bar, Angle, MS, 3/16" x 1" x 20 ft |  |  | 0 | lgth/s | [24 empty] | 0
114 | BUI-MAT_1181 |  | Bar, Angle, MS, 3/16" x 1-1/2" x 20 ft |  |  | 0 | lgth/s | [24 empty] | 0
115 | BUI-MAT_1134 |  | Bar, Angle, MS, 3/16" x 2" x 2" x 20 ft |  |  | 0 | lgth/s | [24 empty] | 0
116 | BUI-HAR_1009 |  | Bar, Angle, MS, 5/16" x 4" x 20 |  |  | 0 | lgth/s | [24 empty] | 0
117 | CON-CON_1317 |  | Bar, Angle, MS, 5mm x 1" x 20 ft |  |  | 7 | lgth/s | [24 empty] | 7
118 | BUI-MAT_1208 |  | Bar, Flat, MS, 2.2mm x 1/2" x 20ft |  |  | 9 | lgth/s | [24 empty] | 9
119 | BUI-HAR_1010 |  | Bar, Flat, MS, 3/16" x 1" x 20 |  |  | 0 | lgth/s | [24 empty] | 0
120 | BUI-MAT_1220 |  | Bar, Flat, MS, 3/16" x 2" x 20 ft |  |  | 0 | lgth/s | [24 empty] | 0
121 | BUI-HAR_1075 |  | Bar, Flat, MS, 4.5mm x 1-1/2" x 20 |  |  | 0 | lgth/s | [24 empty] | 0
122 | BUI-HAR_1011 |  | Bar, Flat, MS, 4mm x 1" x 20 |  |  | 0 | lgth/s | [24 empty] | 0
123 | BUI-MAT_1169 |  | Bar, Flat, MS, Standard, 1 Inch x 1.5mm Thick x 20 ft |  |  | 0 | lgth/s | [24 empty] | 0
124 | BUI-MAT_1155 |  | Bar, Flat, MS, Standard, 1 Inch x 1/8 inch Thick x 20 ft |  |  | 0 | lgth/s | [24 empty] | 0
125 | BUI-MAT_1150 |  | Bar, Flat, MS, Standard, 1-1/2 inches x 1/8 inch Thick x 20 ft |  |  | 0 | lgth/s | [24 empty] | 0
126 | BUI-MAT_1122 |  | Bar, Plain Round, 3/4" (19mm) |  |  | 1 | lgth/s | [23 empty] | 1 | 2
127 | BUI-MAT_1017 |  | Bar, Steel, Deformed/Corrugated, 10mm |  |  | 30 | lgth/s | [24 empty] | 30
128 | BUI-MAT_1018 |  | Bar, Steel, Deformed/Corrugated, 12mm x 20 ft |  |  | 5 | lgth/s | [24 empty] | 5
129 | BUI-MAT_1019 |  | Bar, Steel, Deformed/Corrugated, 16mm |  |  | 37 | lgth/s | [24 empty] | 37
130 | BUI-MAT_1115 |  | Bar, Steel, Deformed/Corrugated, 20mm x 20 ft |  |  | 0 | lgth/s | [24 empty] | 0
131 | BUI-MAT_1254 |  | Bar, Steel, Deformed/Corrugated, 8mm x 20 ft |  |  | 0 | lgth/s | [24 empty] | 0
132 | BUI-MAT_1180 |  | Bar, Threaded, 12mm x 20ft |  |  | 0 | lgth/s | [24 empty] | 0
133 | BUI-HAR_1112 |  | Barbed Wire, 120m/roll |  |  | 3 | roll/s | [23 empty] | 3 | 6
134 | BUI-HAR_1012 |  | Barbed Wire, 130m/roll |  |  | 0 | roll/s | [24 empty] | 0
135 | BUI-HAR_1074 |  | Barbed Wire, 150m/roll |  |  | 0 | roll/s | [24 empty] | 0
136 | FFE-COM_1010 |  | Basic Cellular Phone |  |  | 0 | unit/s | [24 empty] | 0
137 | FFE-HOU_1002 |  | Basin, Hand, w/ Complete Fittings (P-Trap, & Faucets), Porcelain, White |  |  | 2 | set/s | [10 empty] | 2 |  |  |  |  | 2 | [8 empty] | 0
138 | CON-CHE_1095 |  | Battery Acid/Solution |  |  | 0 | ltr/s | [24 empty] | 0
139 | EIC-PAR_1318 |  | Battery Bank 12VDC 120AH VRLA Maintenance Free Battery |  |  | 0 | pc/s | [24 empty] | 0
140 | EIC-PAR_1353 |  | Battery Cable With Connector |  |  | 0 | pc/s | [24 empty] | 0
141 | EIC-PAR_1459 |  | Battery Charger / Rectifier 48VDC, Output 220VAC 50A |  |  | 0 | pc/s | [24 empty] | 0
142 | EIC-PAR_1328 |  | Battery Charger, Semi Conductor SCR(Thyristor) Type, Input Voltage: 230VAC 10% Single Phase 60Hz, Output Voltage: 120VDC Nominal, Float Voltage: 132 Volts DC, Equalize/Bosst Charge: 135 Volts DC |  |  | 0 | set/s | [24 empty] | 0
143 | CON-EIC_1006 |  | Battery Pack, 12V, UPS12-370R MRX (Non Spillable) |  |  | 0 | pc/s | [24 empty] | 0
144 | CON-EIC_1007 |  | Battery Pack, 12Vdc |  |  | 0 | pc/s | [24 empty] | 0
145 | CON-EIC_1008 |  | Battery Pack, 18V |  |  | 0 | pc/s | [24 empty] | 0
146 | CON-EIC_1009 |  | Battery Pack, 6Vdc |  |  | 0 | pc/s | [24 empty] | 0
147 | EIC-PAR_1316 |  | Battery Supporting Rack Stand |  |  | 0 | pc/s | [24 empty] | 0
148 | CON-EIC_1102 |  | Battery, 12V 100AH, DC, 330mm L, 171mm W, 215mm H, 32kgs, Part No: 6FM100-X |  |  | 0 | unit/s | [24 empty] | 0
149 | CON-EIC_1220 |  | Battery, 12V VDC, Maintenance Free |  |  | 0 | pc/s | [24 empty] | 0
150 | CON-EIC_1010 |  | Battery, 35MF |  |  | 0 | unit/s | [24 empty] | 0
151 | CON-EIC_1011 |  | Battery, AA |  |  | 0 | pack/s | [24 empty] | 0
152 | CON-EIC_1125 |  | Battery, AA per pc |  |  | 0 | pc/s | [24 empty] | 0
153 | CON-EIC_1012 |  | Battery, AAA |  |  | 0 | pack/s | [24 empty] | 0
154 | CON-EIC_1139 |  | Battery, AAA, per pc |  |  | 0 | pc/s | [24 empty] | 0
155 | CON-EIC_1013 |  | Battery, C+ |  |  | 0 | pc/s | [24 empty] | 0
156 | EIC-PAR_1462 |  | Battery, Charger, Regulated, Model: 24VR-15A(WM) |  |  | 0 | unit/s | [24 empty] | 0
157 | CON-EIC_1014 |  | Battery, Heavy Duty, 12V, 2DN120L, F51L (Truck Master) |  |  | 2 | unit/s | [24 empty] | 2
158 | FFE-OFF_1021 |  | Battery, Laptop for ASUS K450C |  |  | 0 | pc/s | [24 empty] | 0
159 | CON-EIC_1015 |  | Battery, Lithium, 3V |  |  | 0 | pc/s | [24 empty] | 0
160 | EIC-PAR_1329 |  | Battery, Model: 12V VRLA-AGM, 12V, 100Ah, 330mm(L) x 171mm(W) x 215mm(H), 32kgs |  |  | 0 | pc/s | [24 empty] | 0
161 | CON-EIC_1016 |  | Battery, Snap, 9V |  |  | 12 | pc/s | [24 empty] | 12
162 | CON-EIC_1017 |  | Battery, Sony |  |  | 0 | pc/s | [24 empty] | 0
163 | CON-EIC_1175 |  | Battery, SR44SW |  |  | 0 | pc/s | [24 empty] | 0
164 | FFE-SSE_1003 |  | Beacon |  |  | 0 | pc/s | [24 empty] | 0
165 | BUI-MAT_1084 |  | Beam, H, 25lbs, 6" x 6" x 20 |  |  | 0 | lgth/s | [24 empty] | 0
166 | BUI-MAT_1142 |  | Beam, I, 4" x 4" x 6 meters, 13lbs |  |  | 0 | lgth/s | [24 empty] | 0
167 | BUI-MAT_1154 |  | Beam, I, 6 Inches x 6 Inches x 20 ft, 25lbs |  |  | 0 | lgth/s | [24 empty] | 0
168 | AUX-PAR_1233 |  | Bearing , Ball, Grooved, Set of Spare For Drive, Westfalia Separator, 0011-6208-000 |  |  | 2 | pc/s | [24 empty] | 2
169 | ENG-SUL_1302 |  | Bearing Assembly (PN-32 321100), VTR 400 / 401 |  |  | 2 | set/s | [24 empty] | 2
170 | ENG-SUL_1082 |  | Bearing Bush, K 73012 |  |  | 8 | pc/s | [24 empty] | 8
171 | ENG-SUL_1306 |  | Bearing PN 38 Turbine Side |  |  | 2 | set/s | [24 empty] | 2
172 | COM-POW_1002 |  | Bearing, #16004-A |  |  | 0 | pc/s | [24 empty] | 0
173 | COM-POW_1001 |  | Bearing, 61810 |  |  | 0 | pc/s | [24 empty] | 0
174 | AUX-PAR_1207 |  | Bearing, 6205-2RSH/C3WT, SKF |  |  | 0 | pc/s | [24 empty] | 0
175 | AUX-PAR_1260 |  | Bearing, 6207 |  |  | 0 | pc/s | [24 empty] | 0
176 | AUX-PAR_1281 |  | Bearing, 6307 |  |  | 0 | pc/s | [24 empty] | 0
177 | COM-POW_1005 |  | Bearing, Ball, 16004-A |  |  | 0 | pc/s | [24 empty] | 0
178 | AUX-PAR_1117 |  | Bearing, Ball, 6005C3E |  |  | 4 | pc/s | [24 empty] | 4
179 | AUX-PAR_1225 |  | Bearing, Ball, 6201-2ZR |  |  | 0 | pc/s | [24 empty] | 0
180 | AUX-PAR_1226 |  | Bearing, Ball, 6202 |  |  | 0 | pc/s | [24 empty] | 0
181 | ENG-COM_1054 |  | Bearing, Ball, 6206 |  |  | 0 | pc/s | [24 empty] | 0
182 | ENG-COM_1043 |  | Bearing, Ball, 6207 |  |  | 0 | pc/s | [24 empty] | 0
183 | CON-OEA_1031 |  | Bearing, Ball, 6306-2Z C3 |  |  | 0 | pc/s | [24 empty] | 0
184 | CON-OEA_1045 |  | Bearing, Ball, 6306-2ZR |  |  | 0 | pc/s | [24 empty] | 0
185 | AUX-PAR_1118 |  | Bearing, Ball, 6307, SJ 6000 |  |  | 1 | pc/s | [24 empty] | 1
186 | CON-OEA_1029 |  | Bearing, Ball, 6308-2Z |  |  | 2 | pc/s | [21 empty] | 2 |  | 2 | 4
187 | AUX-PAR_1119 |  | Bearing, Ball, 6309, SJ 6000 |  |  | 1 | pc/s | [24 empty] | 1
188 | AUX-PAR_1120 |  | Bearing, Ball, 6309, SJ 6000 |  |  | 1 | pc/s | [24 empty] | 1
189 | AUX-PAR_1282 |  | Bearing, Ball, 6309-2Z |  |  | 0 | pc/s | [24 empty] | 0
190 | AUX-PAR_1269 |  | Bearing, Ball, 6310 N/C3, w/ Snap Ring |  |  | 1 | pc/s | [24 empty] | 1
191 | AUX-PAR_1285 |  | Bearing, Ball, 6312 RZ |  |  | 2 | pc/s | [24 empty] | 2
192 | AUX-PAR_1121 |  | Bearing, Ball, 6312, SJ 6000 |  |  | 1 | pc/s | [24 empty] | 1
193 | AUX-PAR_1122 |  | Bearing, Ball, 6318ZZC3E |  |  | 1 | pc/s | [24 empty] | 1
194 | AUX-PAR_1270 |  | Bearing, Ball, 6410 C3 |  |  | 1 | pc/s | [24 empty] | 1
195 | AUX-PAR_1123 |  | Bearing, Ball, 7307 B |  |  | 0 | pc/s | [24 empty] | 0
196 | AUX-PAR_1234 |  | Bearing, Ball, Angular Contact, Set of Spare For Drive, Westfalia Separator, 0011-7305-100 |  |  | 2 | pc/s | [24 empty] | 2
197 | AUX-PAR_1235 |  | Bearing, Ball, Grooved, Set of Spare For Drive, Westfalia Separator, 0011-6011-370 |  |  | 4 | pc/s | [24 empty] | 4
198 | CON-OEA_1042 |  | Bearing, Ball, NU 306 ECP/C3 |  |  | 2 | pc/s | [24 empty] | 2
199 | AUX-PAR_1124 |  | Bearing, Ball, NU318W |  |  | 1 | pc/s | [24 empty] | 1
200 | AUX-PAR_1191 |  | Bearing, Ball, Shielded, 6308.2ZR |  |  | 4 | pc/s | [24 empty] | 4
201 | EIC-PAR_1282 |  | Bearing, Baring Gear, 7207 BVW |  |  | 0 | pc/s | [24 empty] | 0
202 | AUX-PAR_1125 |  | Bearing, Contact, Angular, No.36, SJ 6000 |  |  | 1 | pc/s | [24 empty] | 1
203 | AUX-PAR_1178 |  | Bearing, Gear Pump, 6307 |  |  | 0 | pc/s | [24 empty] | 0
204 | AUX-PAR_1208 |  | Bearing, NU306 ECP C3 |  |  | 0 | pc/s | [24 empty] | 0
205 | CON-OEA_1028 |  | Bearing, Pillow Block, 1 11/16 Inches ID |  |  | 0 | pc/s | [24 empty] | 0
206 | CON-OEA_1046 |  | Bearing, Roller, NJ 312ECP |  |  | 2 | pc/s | [24 empty] | 2
207 | AUX-PAR_1127 |  | Bearing, Thrust, 27cm x 42cm x 42cm, Standard (MIBA) |  |  | 1 | pair/s | [24 empty] | 1
208 | FFE-SSE_1004 |  | Bell |  |  | 0 | pc/s | [24 empty] | 0
209 | AUX-PAR_1223 |  | Bellows, Expansion, 10" x 120mm, Fabricated |  |  | 1 | pc/s | [24 empty] | 1
210 | CON-AUT_1025 |  | Belt Dressing, 330ml |  |  | 0 | can/s | [24 empty] | 0
211 | CON-FUE_1015 |  | Belt Dressing, Specialist, 360ml |  |  | 0 | can/s | [24 empty] | 0
212 | AUX-PAR_1224 |  | Belt, A-31 |  |  | 0 | pc/s | [24 empty] | 0
213 | AUX-PAR_1201 |  | Belzona 1111, Supermetal (1kg/set) |  |  | 0 | set/s | [24 empty] | 0
214 | BUI-MAT_1129 |  | Bended, MS Plates (6 ft c 20 ft x 8mm) |  |  | 0 | sht/s | [24 empty] | 0
215 | CON-MED_1018 |  | Betadine Solution, 120ml |  |  | 0 | bot/s | [24 empty] | 0
216 | ENG-SUL_1046 |  | Bevel Gear Wheel Shaft for Governor Drive, K 51135 |  |  | 14 | pc/s | [24 empty] | 14
217 | CON-OFF_1005 |  | Bin Card |  |  | 0 | pc/s | [24 empty] | 0
218 | CON-OFF_1006 |  | Binder |  |  | 0 | pc/s | [24 empty] | 0
219 | CON-MED_1019 |  | Bioflu |  |  | 0 | tab/s | [24 empty] | 0
220 | CON-MED_1020 |  | Biogesic |  |  | 0 | tab/s | [24 empty] | 0
221 | FFE-SSE_1005 |  | Biometric |  |  | 0 | unit/s | [24 empty] | 0
222 | CON-CHE_1082 |  | Biosolve Spill RX |  |  | 0 | bot/s | [24 empty] | 0
223 | AUX-PAR_1171 |  | Bladder Tank, CF 19, Capacity:19 ltrs, Max. Pressure: 120psi / 8 Bar, Height:400mm |  |  | 0 | unit/s | [24 empty] | 0
224 | CON-OFF_1129 |  | Blade, Cutter, Refill, Big |  |  | 0 | box/s | [24 empty] | 0
225 | CON-OFF_1122 |  | Blade, Cutter, Refill, Small |  |  | 0 | box/s | [24 empty] | 0
226 | CON-CON_1006 |  | Blade, Hacksaw, 18tpi, HSS 300mm/12" |  |  | 0 | pc/s | [24 empty] | 0
227 | COM-POW_1004 |  | Blade, Saw, Circular, 8" |  |  | 0 | pc/s | [24 empty] | 0
228 | AUT-TRA_1004 |  | Blade, Wiper |  |  | 0 | set/s | [24 empty] | 0
229 | EIC-PAR_1383 |  | Blank Faceplate for NIM Slot on CISCO ISR 4400 |  |  | 0 | unit/s | [24 empty] | 0
230 | FFE-STA_1001 |  | Blanket, Cotton |  |  | 0 | roll/s | [24 empty] | 0
231 | ENG-COM_1040 |  | Blind Plugs, Relief Valve |  |  | 2 | pc/s | [24 empty] | 2
232 | ENG-SUL_1021 |  | Block Ball Cock for Fuel Pipe, DN 20, K 87165 |  |  | 48 | pc/s | [24 empty] | 48
233 | EIC-PAR_1017 |  | Block, Auxiliary Contact , 10A, Ui 690V |  |  | 2 | pc/s | [24 empty] | 2
234 | AUX-PAR_1022 |  | Block, Friction, 6015002, SJ 6000 |  |  | 6 | pc/s | [24 empty] | 6
235 | BUI-MAT_1020 |  | Block, Hollow, 4" x 8" x 16" |  |  | 40 | pc/s | [24 empty] | 40
236 | BUI-MAT_1021 |  | Block, Hollow, 6" x 8" x 16" |  |  | 0 | pc/s | [24 empty] | 0
237 | EIC-PAR_1018 |  | Block, Terminal, Din Rail |  |  | 73 | pc/s | [24 empty] | 73
238 | EIC-PAR_1019 |  | Block, Terminal, Dual Row, 12-Channel |  |  | 0 | pc/s | [24 empty] | 0
239 | EIC-PAR_1020 |  | Block, Terminal, Dual Row, 6-Channel |  |  | 0 | pc/s | [24 empty] | 0
240 | EIC-PAR_1446 |  | Block, Terminal, Feed Through, Utility Jut 1-2.5PE |  |  | 0 | pc/s | [24 empty] | 0
241 | EIC-PAR_1447 |  | Block, Terminal, Jumper, For T Block, 6.0mm |  |  | 0 | pc/s | [24 empty] | 0
242 | EIC-PAR_1022 |  | Block, Time Delay, 0.05m - 12m, 5A, 250VAC/30VDC, 8-Pin |  |  | 3 | pc/s | [24 empty] | 3
243 | EIC-PAR_1021 |  | Block, Time Delay, 0.05min - 12min |  |  | 0 | pc/s | [24 empty] | 0
244 | EIC-PAR_1023 |  | Block, Time Delay, 0.05s - 300h, 5A, 250VAC/30VDC, 8-Pin |  |  | 7 | pc/s | [24 empty] | 7
245 | EIC-PAR_1314 |  | Block, Time Delay, 0.1 sec - 30 sec, 10 A, 690 V, LADT2 |  |  | 2 | pc/s | [24 empty] | 2
246 | TOO-POW_1004 |  | Blower, Electric, Model#: SY05, 220V, 3000/3600RPM, 3A, 50/60 cycles, Size 4"Dia |  |  | 0 | unit/s | [24 empty] | 0
247 | TOO-POW_1003 |  | Blower, Electric, Model#: TC-05, 220V, 660W/3A Speed, 3000/3600RPM, Size 4"Dia |  |  | 0 | unit/s | [24 empty] | 0
248 | EIC-PAR_1425 |  | Blower, Fan, (Cooling Fan), 12 x 12cm |  |  | 0 | pc/s | [24 empty] | 0
249 | CON-EIC_1207 |  | Board, Phenolic, 3/8" x 12" x 12" |  |  | 0 | sht/s | [24 empty] | 0
250 | CON-EIC_1123 |  | Body Filler |  |  | 0 | can/s | [24 empty] | 0
251 | CON-CHE_1084 |  | Boiling Chips, Part# VWR 26397-409, (8 oz/bot) |  |  | 1 | pack/s | [24 empty] | 1
252 | TOO-HAN_1022 |  | Bolo |  |  | 0 | pc/s | [24 empty] | 0
253 | TOO-HAN_1077 |  | Bolt Cutter |  |  | 0 | pc/s | [24 empty] | 0
254 | ENG-SUL_1081 |  | Bolt for Pump Impeller K 71028, K 71033 |  |  | 2 | pc/s | [24 empty] | 2
255 | CON-CON_1281 |  | Bolt, 3/16 x 1/2 |  |  | 0 | pc/s | [24 empty] | 0
256 | ENG-SUL_1180 |  | Bolt, Allen, For Fuel Pressure Pipe |  |  | 220 | pc/s | [24 empty] | 220
257 | BUI-HAR_1118 |  | Bolt, Allen, Full Thread, M8 x 20mm |  |  | 114 | pc/s | [24 empty] | 114
258 | BUI-HAR_1088 |  | Bolt, Allen, Half Thread, M12 x 50mm |  |  | 58 | pc/s | [24 empty] | 58
259 | BUI-HAR_1013 |  | Bolt, Anchor, High Tensile, M20 x 14" x 2" |  |  | 0 | pc/s | [24 empty] | 0
260 | ENG-SUL_1244 |  | Bolt, Ecpansion, K 34127 |  |  | 44 | pc/s | [24 empty] | 44
261 | BUI-HAR_1015 |  | Bolt, Expansion, 1/2" |  |  | 1 | pc/s | [24 empty] | 1
262 | BUI-MAT_1186 |  | Bolt, Expansion, 1/4" |  |  | 0 | pc/s | [24 empty] | 0
263 | BUI-HAR_1014 |  | Bolt, Expansion, 3/8" |  |  | 60 | pc/s | [24 empty] | 60
264 | ENG-SUL_1133 |  | Bolt, Expansion, for Piston Skirt, K 34129 |  |  | 94 | pc/s | [24 empty] | 94
265 | CON-CON_1265 |  | Bolt, Full Thread, 5/32" x 1-5/8" |  |  | 0 | pc/s | [24 empty] | 0
266 | CON-EIC_1166 |  | Bolt, Full Thread, Complete, M6 x 40mm |  |  | 0 | set/s | [24 empty] | 0
267 | BUI-MAT_1128 |  | Bolt, Full Thread, High Tensile, Complete, M12 x 40mm x 1.75 Pitch |  |  | 0 | set/s | [24 empty] | 0
268 | BUI-HAR_1120 |  | Bolt, Full Thread, M6 x 15mm |  |  | 0 | pc/s | [24 empty] | 0
269 | BUI-HAR_1089 |  | Bolt, Full Thread, SS, Complete, M12 x 65mm |  |  | 0 | set/s | [24 empty] | 0
270 | BUI-MAT_1151 |  | Bolt, Half Thread, High Tensile, Complete, Coarse Thread, 16mm x 2-1/2 Inches |  |  | 0 | set/s | [24 empty] | 0
271 | BUI-MAT_1106 |  | Bolt, Half Thread, SS, Complete, 5/8" x 5" |  |  | 0 | set/s | [24 empty] | 0
272 | BUI-HAR_1016 |  | Bolt, Hex, Full Thread, Complete, 3/8" x 95mm x 1.588 Pitch |  |  | 10 | pc/s | [24 empty] | 10
273 | BUI-HAR_1017 |  | Bolt, Hex, Full Thread, Complete, Grade 5, M12 x 20mm x 1.75 Pitch |  |  | 0 | set/s | [24 empty] | 0
274 | BUI-HAR_1018 |  | Bolt, Hex, Full Thread, Complete, Grade 5, M12 x 30mm x 1.75 Pitch |  |  | 41 | set/s | [24 empty] | 41
275 | BUI-HAR_1019 |  | Bolt, Hex, Full Thread, Complete, Grade 5, M12 x 40mm x 1.75 Pitch |  |  | 16 | set/s | [24 empty] | 16
276 | BUI-HAR_1020 |  | Bolt, Hex, Full Thread, Complete, Grade 5, M12 x 45mm x 1.75 Pitch |  |  | 0 | set/s | [24 empty] | 0
277 | BUI-HAR_1021 |  | Bolt, Hex, Full Thread, Complete, Grade 5, M12 x 75mm x 1.75 Pitch |  |  | 0 | set/s | [24 empty] | 0
278 | BUI-HAR_1106 |  | Bolt, Hex, Full Thread, Complete, High Tensile, M20 x 90mm x 2.5 Pitch, w/ Plain Washer & Nut |  |  | 0 | set/s | [24 empty] | 0
279 | BUI-HAR_1023 |  | Bolt, Hex, Full Thread, Complete, M10 x 50mm x 1.75 Pitch |  |  | 0 | set/s | [24 empty] | 0
280 | BUI-HAR_1024 |  | Bolt, Hex, Full Thread, Complete, M12 x 35mm x 1.75 Pitch |  |  | 26 | set/s | [24 empty] | 26
281 | BUI-HAR_1025 |  | Bolt, Hex, Full Thread, Complete, M12 x 50mm x 1.75 Pitch |  |  | 0 | set/s | [24 empty] | 0
282 | BUI-HAR_1026 |  | Bolt, Hex, Full Thread, Complete, M12 x 55mm x 1.75 Pitch |  |  | 0 | pc/s | [24 empty] | 0
283 | BUI-HAR_1027 |  | Bolt, Hex, Full Thread, Complete, M16 x 35mm x 2.0 Pitch |  |  | 10 | set/s | [24 empty] | 10
284 | BUI-HAR_1028 |  | Bolt, Hex, Full Thread, Complete, M16 x 65mm x 2.0 Pitch |  |  | 0 | set/s | [24 empty] | 0
285 | BUI-HAR_1029 |  | Bolt, Hex, Full Thread, Complete, M16 x 75mm x 2.0 Pitch |  |  | 0 | set/s | [24 empty] | 0
286 | BUI-MAT_1136 |  | Bolt, Hex, Full Thread, Complete, SS, M12 x 25mm x 1.75 Pitch |  |  | 0 | set/s | [24 empty] | 0
287 | BUI-HAR_1117 |  | Bolt, Hex, Full Thread, Grade 8.8, M12 x 30mm |  |  | 560 | pc/s | [24 empty] | 560
288 | BUI-HAR_1083 |  | Bolt, Hex, Full Thread, High Tensile, Grade 8.8, Complete w/ Nut and Washer M16 x 55mm |  |  | 0 | set/s | [24 empty] | 0
289 | BUI-HAR_1073 |  | Bolt, Hex, Full Thread, High Tensile, w/ Nut, M8 x 25mm x 1.25 Pitch |  |  | 0 | set/s | [24 empty] | 0
290 | BUI-MAT_1168 |  | Bolt, Hex, Full Thread, High Tensile, w/ Self Locking Nut, M8 x 50mm x 1.25 Pitch |  |  | 150 | set/s | [24 empty] | 150
291 | BUI-MAT_1105 |  | Bolt, Hex, Full Thread, High Tensile, With Nut and Plain Washer, M16 x 55mm x 2.0 Pitch |  |  | 0 | set/s | [24 empty] | 0
292 | BUI-HAR_1122 |  | Bolt, Hex, Full Thread, High Tensile, With Nut, Lock Washer & Plaine Washer, M16 x 80mm |  |  | 0 | set/s | [24 empty] | 0
293 | BUI-MAT_1193 |  | Bolt, Hex, Full Thread, HT, M10 x 25mm x 1.50 Pitch, with Lock Washer |  |  | 20 | set/s | [24 empty] | 20
294 | BUI-HAR_1085 |  | Bolt, Hex, Full Thread, M10 x 15mm |  |  | 114 | pc/s | [24 empty] | 114
295 | BUI-MAT_1191 |  | Bolt, Hex, Full Thread, M12 x 20mm x 1.75 Pitch, SS, with Washer |  |  | 0 | set/s | [24 empty] | 0
296 | BUI-HAR_1115 |  | Bolt, Hex, Full Thread, M19 x 178mm |  |  | 13 | pc/s | [24 empty] | 13
297 | BUI-HAR_1114 |  | Bolt, Hex, Full Thread, M22 x 120mm |  |  | 25 | pc/s | [24 empty] | 25
298 | BUI-HAR_1087 |  | Bolt, Hex, Full Thread, M8 x 25mm x 1.75 Pitch |  |  | 0 | pc/s | [24 empty] | 0
299 | BUI-HAR_1092 |  | Bolt, Hex, Full Thread, M8 x 30mm |  |  | 76 | pc/s | [24 empty] | 76
300 | BUI-HAR_1110 |  | Bolt, Hex, Full Thread, SS, w/Nut, Double Plain Washer, & Lock Washer, 10 x 40mm x 1.50 pitch |  |  | 0 | set/s | [24 empty] | 0
301 | BUI-HAR_1109 |  | Bolt, Hex, Full Thread, SS, w/Nut, Double Plain Washer, & Lock Washer, 12 x 40mm x 1.75 pitch |  |  | 0 | set/s | [24 empty] | 0
302 | BUI-HAR_1108 |  | Bolt, Hex, Full Thread, SS, w/Nut, Plain Washer, & Lock Washer, 16 x 40mm x 2.0 pitch |  |  | 0 | set/s | [24 empty] | 0
303 | BUI-HAR_1107 |  | Bolt, Hex, Full Thread, SS, w/Nut, Plain Washer, & Lock Washer, 3/4" x 3" |  |  | 0 | set/s | [24 empty] | 0
304 | BUI-HAR_1022 |  | Bolt, Hex, Full Thread, w/ Nut, M10 x 50mm x 1.50 Pitch |  |  | 3 | set/s | [24 empty] | 3
305 | BUI-HAR_1096 |  | Bolt, Hex, Full Thread, w/ Nut, M10 x 90mm x 1.50 Pitch |  |  | 10 | set/s | [24 empty] | 10
306 | BUI-HAR_1030 |  | Bolt, Hex, Full Thread, w/ Nut, M8 x 25mm x 1.75 Pitch |  |  | 0 | set/s | [24 empty] | 0
307 | BUI-HAR_1091 |  | Bolt, Hex, Full Thread, w/ Nut, M8 x 50mm |  |  | 0 | set/s | [24 empty] | 0
308 | BUI-HAR_1090 |  | Bolt, Hex, Half Thread, M30 x 110mm |  |  | 12 | pc/s | [24 empty] | 12
309 | BUI-HAR_1031 |  | Bolt, Hex, Half Thread, Complete, M12 x 60mm x 1.75 Pitch |  |  | 0 | pc/s | [24 empty] | 0
310 | BUI-HAR_1032 |  | Bolt, Hex, Half Thread, Complete, M16 x 90mm x 1.95 Pitch |  |  | 1454 | set/s | [24 empty] | 1454
311 | BUI-HAR_1033 |  | Bolt, Hex, Half Thread, Complete, M20 x 100mm x 1.75 Pitch |  |  | 0 | pc/s | [24 empty] | 0
312 | BUI-HAR_1034 |  | Bolt, Hex, Half Thread, Complete, M20 x 80mm x 1.75 Pitch |  |  | 0 | pc/s | [24 empty] | 0
313 | BUI-HAR_1035 |  | Bolt, Hex, Half Thread, Complete, M20 x 90mm x 1.75 Pitch |  |  | 0 | pc/s | [24 empty] | 0
314 | BUI-HAR_1038 |  | Bolt, Hex, Half Thread, Complete, M22 x 90mm x 1.75 Pitch |  |  | 0 | set/s | [24 empty] | 0
315 | BUI-HAR_1039 |  | Bolt, Hex, Half Thread, Complete, M24 x 90mm x 1.75 Pitch |  |  | 0 | pc/s | [24 empty] | 0
316 | BUI-HAR_1084 |  | Bolt, Hex, Half Thread, Complete, M25 x 100mm |  |  | 10 | set/s | [24 empty] | 10
317 | BUI-HAR_1081 |  | Bolt, Hex, Half Thread, Complete, M27 x 100mm x 3.5 Pitch |  |  | 22 | set/s | [24 empty] | 22
318 | BUI-HAR_1125 |  | Bolt, Hex, Half Thread, High Tensile, Complete, with Double Washer, M12 x 55mm x 1.75 Pitch |  |  | 0 | set/s | [24 empty] | 0
319 | BUI-MAT_1226 |  | Bolt, Hex, Half Thread, High Tensile, M12 x 150mm x 1.75 Pitch |  |  | 192 | pc/s | [24 empty] | 192
320 | BUI-HAR_1124 |  | Bolt, Hex, Half Thread, High Tensile, With Nut, Lock Washer & Plain Washer, 1" x 4" |  |  | 0 | set/s | [24 empty] | 0
321 | BUI-HAR_1123 |  | Bolt, Hex, Half Thread, High Tensile, With Nut, Lock Washer & Plaine Washer, M20 x 90mm |  |  | 0 | set/s | [24 empty] | 0
322 | BUI-HAR_1037 |  | Bolt, Hex, Half Thread, M22 x 100mm |  |  | 4 | pc/s | [24 empty] | 4
323 | BUI-HAR_1082 |  | Bolt, Hex, Half Thread, M27 x 100mm x 3.5 Pitch |  |  | 11 | pc/s | [24 empty] | 11
324 | BUI-HAR_1068 |  | Bolt, Hex, Half Thread, SS, Complete, 5/8" x 5" |  |  | 0 | set/s | [24 empty] | 0
325 | BUI-HAR_1041 |  | Bolt, Hex, Half Thread, w/ Nut, 1/8" x 1/2" |  |  | 0 | pc/s | [24 empty] | 0
326 | BUI-HAR_1036 |  | Bolt, Hex, Half Thread, w/ Nut, M22 x 100mm x 1.75 Pitch |  |  | 0 | set/s | [24 empty] | 0
327 | BUI-HAR_1077 |  | Bolt, Hex, Half Thread, With Lock Washer, M14 x 80m m x 1.5 Pitch (w/o nut) |  |  | 0 | set/s | [24 empty] | 0
328 | CON-OEA_1038 |  | Bolt, Hex, High Tensile, Full Thread, W/ Lock Washer, M12 x 50mm x 1.75 Pitch |  |  | 0 | set/s | [24 empty] | 0
329 | CON-OEA_1040 |  | Bolt, Hex, High Tensile, Full Thread, W/ Lock Washer, M14 x 50mm x 2.0 Pitch |  |  | 0 | set/s | [24 empty] | 0
330 | CON-OEA_1036 |  | Bolt, Hex, High Tensile, Full Thread, W/ Lock Washer, M16 x 45mm x 2.0 Pitch |  |  | 0 | set/s | [24 empty] | 0
331 | CON-OEA_1221 |  | Bolt, Hex, High Tensile, Full Thread, W/ Lock Washer, M16 x 50mm x 2.0 Pitch |  |  | 0 | set/s | [24 empty] | 0
332 | CON-OEA_1035 |  | Bolt, Hex, High Tensile, Full Thread, W/ Lock Washer, M16 x 55mm x 2.0 Pitch |  |  | 0 | set/s | [24 empty] | 0
333 | CON-OEA_1033 |  | Bolt, Hex, High Tensile, Full Thread, W/ Lock Washer, M20 x 55mm x 2.5 Pitch |  |  | 0 | set/s | [24 empty] | 0
334 | CON-OEA_1037 |  | Bolt, Hex, High Tensile, Half Thread, W/ Lock Washer, M16 x 130mm x 2.0 Pitch |  |  | 0 | set/s | [24 empty] | 0
335 | CON-OEA_1034 |  | Bolt, Hex, High Tensile, Half Thread, W/ Lock Washer, M16 x 65mm x 2.5 Pitch |  |  | 0 | set/s | [24 empty] | 0
336 | CON-OEA_1039 |  | Bolt, Hex, High Tensile, Half Thread, W/Nut & Lock Washer, M22 x 75mm x 2.5 Pitch |  |  | 35 | set/s | [24 empty] | 35
337 | BUI-HAR_1099 |  | Bolt, Hex, High Tensile, W/ Lock Washer, Full Thread, M12 x 40mm X 1.75mm Pitch |  |  | 50 | set/s | [24 empty] | 50
338 | BUI-HAR_1121 |  | Bolt, Hex, HT, Full Thread, With Nut and Lock Washer, M20 x 75mm x 2.5 Pitch, G-8.8 |  |  | 20 | set/s | [24 empty] | 20
339 | BUI-HAR_1040 |  | Bolt, Hex, SS, Complete, Full Thread, M16 x 120mm x 1.95 Pitch |  |  | 0 | set/s | [24 empty] | 0
340 | BUI-MAT_1234 |  | Bolt, Hex, SS, w/ Nut and Washer, M12 x 40mm, as per sample |  |  | 0 | set/s | [24 empty] | 0
341 | BUI-HAR_1098 |  | Bolt, Hex, W/ Washer, Full Thread, M14 x 40mm x 2.0 Pitch |  |  | 0 | set/s | [24 empty] | 0
342 | BUI-HAR_1097 |  | Bolt, Hex, W/ Washer, Full Thread, M16 x 70mm x 2.0 Pitch |  |  | 0 | set/s | [24 empty] | 0
343 | BUI-HAR_1102 |  | Bolt, Hex, W/ Washer, Full Thread, SS, M14 x 50mm x 2.0 Pitch |  |  | 0 | set/s | [24 empty] | 0
344 | BUI-HAR_1101 |  | Bolt, Hex, W/ Washer, Full Thread, SS, M16 x 75mm x 2.0 Pitch |  |  | 0 | set/s | [24 empty] | 0
345 | BUI-HAR_1100 |  | Bolt, Hex, W/ Washer, Half Thread, M8 x 65mm, per Sample |  |  | 0 | set/s | [24 empty] | 0
346 | BUI-HAR_1070 |  | Bolt, High Tensile Full Thread, With Nut, 3/8 Inch x 1-1/4 Inch Long |  |  | 0 | set/s | [24 empty] | 0
347 | ENG-PIE_1024 |  | Bolt, High Tensile, Full Thread, Complete, 3/8" x 2" |  |  | 0 | set/s | [24 empty] | 0
348 | BUI-MAT_1100 |  | Bolt, High Tensile, Full Thread, Complete, M24 x 3.0 mm pitch x 70 mm Long |  |  | 0 | pc/s | [24 empty] | 0
349 | BUI-HAR_1069 |  | Bolt, High Tensile, Full Thread, M16 x 80 mm x 2.0 Pitch |  |  | 40 | pc/s | [24 empty] | 40
350 | BUI-HAR_1105 |  | Bolt, High Tensile, Full Thread, M16 x 80 mm x 2.0 Pitch, w/ Plain Washer and Nut |  |  | 0 | set/s | [24 empty] | 0
351 | BUI-MAT_1138 |  | Bolt, High Tensile, Full Thread, M24 x 3.0 mm pitch x 70 mm |  |  | 0 | pc/s | [24 empty] | 0
352 | BUI-HAR_1076 |  | Bolt, High Tensile, Full Thread, With Lock Washer, M12 x 35 mm x 1.75 Pitch |  |  | 160 | set/s | [24 empty] | 160
353 | ENG-SUL_1041 |  | Bolt, K 33400 |  |  | 68 | pc/s | [24 empty] | 68
354 | BUI-HAR_1043 |  | Bolt, M6 x 25mm |  |  | 0 | pc/s | [24 empty] | 0
355 | BUI-HAR_1044 |  | Bolt, M6 x 35mm |  |  | 12 | pc/s | [24 empty] | 12
356 | AUX-PAR_1259 |  | Bolt, No.56, M5 x 8mm, SJ 6000 |  |  | 6 | pc/s | [24 empty] | 6
357 | AUX-PAR_1023 |  | Bolt, Square Head, No.58, SJ 6000 |  |  | 2 | pc/s | [24 empty] | 2
358 | CON-EIC_1156 |  | Bolt, SS, Full Thread, Complete, 6mm x 15mm |  |  | 0 | set/s | [24 empty] | 0
359 | CON-EIC_1157 |  | Bolt, SS, Full Thread, Complete, 6mm x 50mm |  |  | 0 | set/s | [24 empty] | 0
360 | EIC-PAR_1304 |  | Bolt, SS, Full Thread, Complete, M8 x 2" |  |  | 0 | set/s | [24 empty] | 0
361 | BUI-HAR_1045 |  | Bolt, Stud, 4mm x 77mm |  |  | 0 | pc/s | [24 empty] | 0
362 | BUI-HAR_1046 |  | Bolt, Stud, Complete, Full Thread, 3/4" x 178mm x 2.54 Pitch |  |  | 0 | pc/s | [24 empty] | 0
363 | BUI-HAR_1047 |  | Bolt, Stud, Complete, M10 x 40mm x 1.75 Pitch |  |  | 0 | pc/s | [24 empty] | 0
364 | BUI-HAR_1093 |  | Bolt, Stud, Complete, M10 x 45mm x 1.5 Pitch, with Lock Washer |  |  | 0 | set/s | [24 empty] | 0
365 | BUI-HAR_1048 |  | Bolt, Stud, Complete, M10 x 45mm x 1.75 Pitch |  |  | 0 | pc/s | [24 empty] | 0
366 | BUI-HAR_1049 |  | Bolt, Stud, Complete, M12 x 40mm x 1.75 Pitch |  |  | 0 | pc/s | [24 empty] | 0
367 | BUI-HAR_1050 |  | Bolt, Stud, Complete, M12 x 50mm x 1.75 Pitch |  |  | 0 | pc/s | [24 empty] | 0
368 | BUI-HAR_1051 |  | Bolt, Stud, Complete, M16 x 90mm x 1.75 Pitch |  |  | 0 | pc/s | [24 empty] | 0
369 | BUI-HAR_1052 |  | Bolt, Stud, Complete, M21 x 100mm x 1.75 Pitch |  |  | 0 | pc/s | [24 empty] | 0
370 | BUI-HAR_1053 |  | Bolt, Stud, Complete, M23 x 100mm x 1.75 Pitch |  |  | 0 | pc/s | [24 empty] | 0
371 | BUI-HAR_1054 |  | Bolt, Stud, Complete, M24 x 100mm x 1.75 Pitch |  |  | 0 | pc/s | [24 empty] | 0
372 | BUI-HAR_1055 |  | Bolt, Stud, Complete, M28 x 100mm x 1.75 Pitch |  |  | 0 | pc/s | [24 empty] | 0
373 | BUI-HAR_1056 |  | Bolt, Stud, Complete, M6 x 25mm x 1.75 Pitch |  |  | 0 | pc/s | [24 empty] | 0
374 | BUI-HAR_1057 |  | Bolt, Stud, Complete, M9 x 75mm x 1.75 Pitch |  |  | 0 | pc/s | [24 empty] | 0
375 | ENG-SUL_1134 |  | Bolt, Stud, For Engine |  |  | 6 | pc/s | [24 empty] | 6
376 | BUI-HAR_1104 |  | Bolt, Stud, High Tensile, M12 x 60mm x 1.75 Pitch, w/ Nut and Lock Washer |  |  | 140 | set/s | [24 empty] | 140
377 | BUI-HAR_1103 |  | Bolt, Stud, High Tensile, M12 x 65mm x 1.75 Pitch, w/ Nut and Lock Washer |  |  | 50 | set/s | [24 empty] | 50
378 | BUI-HAR_1119 |  | Bolt, Stud, High Tensile, w/Nut & Lock Washer, M16 x 90mm x 2.0 Pitch |  |  | 25 | set/s | [24 empty] | 25
379 | BUI-HAR_1058 |  | Bolt, Stud, w/ Nut, M16 x 90mm x 1.75 Pitch |  |  | 0 | set/s | [24 empty] | 0
380 | BUI-HAR_1059 |  | Bolt, Swing |  |  | 0 | pc/s | [24 empty] | 0
381 | BUI-HAR_1060 |  | Bolt, Swing/Adjuster, Complete |  |  | 4 | set/s | [24 empty] | 4
382 | BUI-PIP_1307 |  | Bolt, U, 1", With Nut Only |  |  | 0 | set/s | [24 empty] | 0
383 | BUI-PIP_1300 |  | Bolt, U, Complete, 1" x 1/4" dia. |  |  | 0 | set/s | [24 empty] | 0
384 | BUI-MAT_1125 |  | Bolt, U, Complete, 1/2" |  |  | 30 | set/s | [24 empty] | 30
385 | BUI-PIP_1046 |  | Bolt, U, Complete, 1/2" x 2-1/2" x 4-1/2" |  |  | 0 | set/s | [24 empty] | 0
386 | BUI-PIP_1047 |  | Bolt, U, Complete, 1/2" x 3" x 5" |  |  | 0 | set/s | [24 empty] | 0
387 | BUI-PIP_1048 |  | Bolt, U, Complete, 1/2" x 4" x 6" |  |  | 0 | set/s | [24 empty] | 0
388 | BUI-PIP_1049 |  | Bolt, U, Complete, 1/2" x 6" x 8" |  |  | 0 | set/s | [24 empty] | 0
389 | BUI-PIP_1349 |  | Bolt, U, Complete, 1/4" x 1" |  |  | 16 | set/s | [24 empty] | 16
390 | BUI-PIP_1052 |  | Bolt, U, Complete, 1/4" x 1" x 2-1/4" |  |  | 0 | set/s | [24 empty] | 0
391 | BUI-PIP_1050 |  | Bolt, U, Complete, 1/4" x 1-1/2" x 3" |  |  | 0 | set/s | [24 empty] | 0
392 | BUI-PIP_1051 |  | Bolt, U, Complete, 1/4" x 1-1/4" x 2-1/2" |  |  | 0 | set/s | [24 empty] | 0
393 | BUI-PIP_1348 |  | Bolt, U, Complete, 1/4" x 1/2" |  |  | 30 | set/s | [24 empty] | 30
394 | BUI-PIP_1053 |  | Bolt, U, Complete, 1/4" x 2" x 3-1/4" |  |  | 0 | set/s | [24 empty] | 0
395 | BUI-PIP_1312 |  | Bolt, U, Complete, 1/4" x 3/4" |  |  | 0 | set/s | [24 empty] | 0
396 | BUI-PIP_1054 |  | Bolt, U, Complete, 3/4" x 8" x 10" |  |  | 0 | set/s | [24 empty] | 0
397 | BUI-PIP_1306 |  | Bolt, U, Complete, 3/8" x 1-1/2", with Nut & Lock |  |  | 0 | set/s | [24 empty] | 0
398 | BUI-PIP_1055 |  | Bolt, U, None, 1/2" x 1-3/4" x 3" |  |  | 0 | pc/s | [24 empty] | 0
399 | BUI-PIP_1056 |  | Bolt, U, None, 1/2" x 6" x 8-1/2" |  |  | 0 | pc/s | [24 empty] | 0
400 | BUI-PIP_1057 |  | Bolt, U, None, 1/4" x 1" x 1/2" |  |  | 0 | pc/s | [24 empty] | 0
401 | BUI-PIP_1058 |  | Bolt, U, None, 1/4" x 4-1/2" x 6-1/2" |  |  | 85 | pc/s | [24 empty] | 85
402 | BUI-PIP_1059 |  | Bolt, U, None, 1/4" x 6" x 8" |  |  | 0 | pc/s | [24 empty] | 0
403 | BUI-PIP_1060 |  | Bolt, U, None, 1/4" x 8" x 10-1/2" |  |  | 18 | pc/s | [24 empty] | 18
404 | BUI-HAR_1111 |  | Bolts, Machined, High Tensile, Full Thread, Complete, ASTM A325 Type 3, 3/4" dia x 4" long |  |  | 0 | set/s | [24 empty] | 0
405 | CON-OFF_1104 |  | Book, The Complete 101 Collection, John Maxwell |  |  | 1 | pc/s | [24 empty] | 1
406 | FFE-PPE_1013 |  | Boots, Rubber, for Rain, Size 7 |  |  | 3 | pair/s | [24 empty] | 3
407 | FFE-PPE_1014 |  | Boots, Rubber, for Rain, Size 8 |  |  | 2 | pair/s | [24 empty] | 2
408 | CON-CHE_1010 |  | Borax |  |  | 0 | can/s | [24 empty] | 0
409 | CON-HOU_1050 |  | Borrowing |  |  | 0 | pc/s | [24 empty] | 0
410 | CON-CHE_1011 |  | Bottle, Sampling 100mL |  |  | 0 | bot/s | [24 empty] | 0
411 | CON-CHE_1012 |  | Bottle, Sampling, 1L |  |  | 0 | bot/s | [24 empty] | 0
412 | CON-CON_1329 |  | Bowl, Toilet |  |  | 1 | pc/s | [24 empty] | 1
413 | EIC-PAR_1217 |  | Box, Distribution, 3SDJ-18 |  |  | 0 | pc/s | [24 empty] | 0
414 | EIC-PAR_1394 |  | Box, Junction With Cover, PVC, Hexagonal, 4.5" x 4.5", Orange |  |  | 0 | pc/s | [24 empty] | 0
415 | EIC-PAR_1220 |  | Box, Junction, 4" x 6" |  |  | 0 | pc/s | [24 empty] | 0
416 | EIC-PAR_1221 |  | Box, Junction, Heavy Duty |  |  | 0 | pc/s | [24 empty] | 0
417 | EIC-PAR_1218 |  | Box, Junction, Metal, Hexagonal, 4" x 4", gauge 1 mm |  |  | 0 | pc/s | [24 empty] | 0
418 | EIC-PAR_1306 |  | Box, Junction, Metal, Hexagonal, 4" x 4", gauge 1.5 mm |  |  | 1 | pc/s | [24 empty] | 1
419 | CON-EIC_1222 |  | Box, Junction, PVC, 2" x 3" |  |  | 0 | pc/s | [24 empty] | 0
420 | EIC-PAR_1307 |  | Box, Junction, PVC, Hexagonal, 4" x 4", gauge 4 mm, Orange |  |  | 1 | pc/s | [24 empty] | 1
421 | EIC-PAR_1219 |  | Box, Junction, PVC, Hexagonal, 4" x 4", gauge 4 mm, White |  |  | 10 | pc/s | [24 empty] | 10
422 | CON-EIC_1193 |  | Box, Junction, PVC, Octagonal, 4" x 4", Orange |  |  | 0 | pc/s | [24 empty] | 0
423 | EIC-PAR_1222 |  | Box, Pull, 4" x 10" x 10" |  |  | 0 | pc/s | [24 empty] | 0
424 | EIC-PAR_1223 |  | Box, Pull, 6" x 6" x 4" |  |  | 2 | pc/s | [24 empty] | 2
425 | EIC-PAR_1315 |  | Box, Pull, PVC, 6" x 6" |  |  | 0 | pc/s | [24 empty] | 0
426 | CON-OFF_1007 |  | Box, Storage, Heavy Duty |  |  | 0 | box/s | [24 empty] | 0
427 | EIC-PAR_1308 |  | Box, Utility, Metal, Rectangular, 2" x 2" x 3", gauge 1 mm |  |  | 4 | pc/s | [24 empty] | 4
428 | EIC-PAR_1309 |  | Box, Utility, PVC, Rectangular, 2" x 2" x 3", gauge 4 mm |  |  | 4 | pc/s | [24 empty] | 4
429 | CON-EIC_1219 |  | Box, Utility, UPVC, Rectangular, 2" x 2" x 4" |  |  | 0 | pc/s | MATERIAL RECIEVED 01/07: 2 | 2 | [16 empty] | 2
430 | AUT-TRA_1005 |  | Brake Rotor Left / Right, Plate |  |  | 0 | pc/s | [24 empty] | 0
431 | AUT-HEA_1002 |  | Brake Shoe |  |  | 0 | set/s | [24 empty] | 0
432 | CON-OEA_1020 |  | Brass Shim Stock 002" x 6" |  |  | 0 | sht/s | [24 empty] | 0
433 | CON-OEA_1021 |  | Brass Shim Stock 009" x 6" |  |  | 0 | sht/s | [24 empty] | 0
434 | EIC-PAR_1478 |  | Brazing Rod |  |  | 0 | kg/s | [24 empty] | 0
435 | EIC-PAR_1492 |  | Breaker, Circuit, 15A, 2P, 220-240V, Bolt-on Type, GE, w/o Enclosure |  |  | 0 | set/s | [24 empty] | 0
436 | EIC-PAR_1400 |  | Breaker, Circuit, 230/400V, C10, 2 Phase |  |  | 0 | pc/s | [24 empty] | 0
437 | EIC-PAR_1024 |  | Breaker, Circuit, 230/400V, C20, 2 Phase |  |  | 0 | pc/s | [24 empty] | 0
438 | EIC-PAR_1025 |  | Breaker, Circuit, 230/400V, C20, Single Phase |  |  | 2 | pc/s | [24 empty] | 2
439 | EIC-PAR_1441 |  | Breaker, Circuit, 230/400V, C30, Single Phase |  |  | 0 | pc/s | [24 empty] | 0
440 | EIC-PAR_1026 |  | Breaker, Circuit, 230/400V, C32, 2 Phase |  |  | 0 | pc/s | [24 empty] | 0
441 | EIC-PAR_1391 |  | Breaker, Circuit, 250A, 3 Pole, 36 kaic, 480 VAC |  |  | 0 | pc/s | [24 empty] | 0
442 | EIC-PAR_1493 |  | Breaker, Circuit, 30A, 2P, 220-240V, Bolt-on Type, GE, w/o Enclosure |  |  | 0 | pc/s | [24 empty] | 0
443 | EIC-PAR_1401 |  | Breaker, Circuit, 400V, 10 kaic, 3 Phase, 100AT |  |  | 0 | pc/s | [24 empty] | 0
444 | EIC-PAR_1027 |  | Breaker, Circuit, 400V, 1C60N, 20A, 3 Phase |  |  | 0 | pc/s | [24 empty] | 0
445 | EIC-PAR_1028 |  | Breaker, Circuit, 400V, 1C60N, 25A, 2 Phase |  |  | 18 | pc/s | [24 empty] | 18
446 | EIC-PAR_1029 |  | Breaker, Circuit, 400V, 1C60N, 25A, 3 Phase |  |  | 2 | pc/s | [24 empty] | 2
447 | EIC-PAR_1030 |  | Breaker, Circuit, 400V, 1C60N, 25A, Single Phase |  |  | 0 | pc/s | [24 empty] | 0
448 | EIC-PAR_1031 |  | Breaker, Circuit, 400V, C25, 2 Phase |  |  | 3 | pc/s | [24 empty] | 3
449 | EIC-PAR_1032 |  | Breaker, Circuit, 400V, C32, 2 Phase |  |  | 0 | pc/s | [24 empty] | 0
450 | EIC-PAR_1033 |  | Breaker, Circuit, 400V, C32, Single Phase |  |  | 0 | pc/s | [24 empty] | 0
451 | EIC-PAR_1034 |  | Breaker, Circuit, 400V, C63, 2 Phase |  |  | 0 | pc/s | [24 empty] | 0
452 | EIC-PAR_1389 |  | Breaker, Circuit, 440V, 1250A, 3 Phase, 60Hz, 50kaic, 600V |  |  | 0 | pc/s | [24 empty] | 0
453 | EIC-PAR_1491 |  | Breaker, Circuit, 50A, 3P, 220-240V, Bolt-on Type, GE, w/o Enclosure |  |  | 0 | set/s | [24 empty] | 0
454 | EIC-PAR_1035 |  | Breaker, Circuit, Easy Pact N Molded Case, 440V, 125A, 3 Phase |  |  | 0 | pc/s | [24 empty] | 0
455 | EIC-PAR_1344 |  | Breaker, Circuit, Molded Case, 440V, 100A, 10 kaic |  |  | 0 | pc/s | [24 empty] | 0
456 | EIC-PAR_1036 |  | Breaker, Miniature, 8A |  |  | 0 | pc/s | [24 empty] | 0
457 | CON-EIC_1227 |  | Breaker, Safety, Single Phase, Bolt-on type With Enclosure, 30A, 240V |  |  | 0 | set/s | [24 empty] | 0
458 | EIC-PAR_1456 |  | Bridge Rectifier, KBPC3501 |  |  | 0 | pc/s | [24 empty] | 0
459 | CON-HOU_1012 |  | Broom (Paypay) |  |  | 0 | pc/s | [24 empty] | 0
460 | CON-HOU_1013 |  | Broom, Pad (Plastic Bristles) |  |  | 0 | pc/s | [24 empty] | 0
461 | CON-HOU_1014 |  | Broom, Stick |  |  | 2 | pc/s | [24 empty] | 2
462 | CON-HOU_1066 |  | Brush, Brass, 4 Rows |  |  | 0 | pc/s | [24 empty] | 0
463 | CON-CON_1249 |  | Brush, Circular, 6" |  |  | 0 | pc/s | [24 empty] | 0
464 | CON-CON_1328 |  | Brush, Coarse Wire Wheel, 1/4" Hex Shank, 1-1/2" |  |  | 4 | pc/s | [24 empty] | 4
465 | CON-EIC_1159 |  | Brush, Copper Fine |  |  | 0 | pc/s | [24 empty] | 0
466 | CON-CON_1069 |  | Brush, Cup, Crimped, M10 x 1.25mm, 3" |  |  | 0 | pc/s | [24 empty] | 0
467 | CON-CON_1070 |  | Brush, Cup, Crimped, M10 x 1.50mm, 3" |  |  | 0 | pc/s | [24 empty] | 0
468 | CON-CON_1071 |  | Brush, Cup, Crimped, M14 x 2mm, 4" |  |  | 2 | pc/s | [24 empty] | 2
469 | CON-CON_1075 |  | Brush, Cup, Crimped, M16 x 2mm, 4" |  |  | 1 | pc/s | [24 empty] | 1
470 | CON-CON_1073 |  | Brush, Cup, Crimped, M16 x 2mm, 4", Wire Size 0.30 |  |  | 5 | pc/s | [24 empty] | 5
471 | CON-CON_1072 |  | Brush, Cup, Crimped, M16 x 2mm, 4", Wire Size 0.50 |  |  | 3 | pc/s | [24 empty] | 3
472 | CON-CON_1074 |  | Brush, Cup, Crimped, M16 x 2mm, 4", Wire Size: 100mm |  |  | 2 | pc/s | [24 empty] | 2
473 | CON-CON_1076 |  | Brush, Cup, Twisted, M10 x 1.25mm, 3" |  |  | 0 | pc/s | [24 empty] | 0
474 | CON-CON_1077 |  | Brush, Cup, Twisted, M10 x 1.50mm, 3" |  |  | 1 | pc/s | [24 empty] | 1
475 | CON-CON_1078 |  | Brush, Cup, Twisted, M12 x 2mm, 4" |  |  | 0 | pc/s | [24 empty] | 0
476 | CON-CON_1079 |  | Brush, Cup, Twisted, M14 x 2mm, 4" |  |  | 3 | pc/s | [24 empty] | 3
477 | CON-CON_1080 |  | Brush, Cup, Twisted, M16 x 2mm, 4" |  |  | 0 | pc/s | [24 empty] | 0
478 | CON-HOU_1015 |  | Brush, Laundry |  |  | 0 | pc/s | [24 empty] | 0
479 | CON-HOU_1016 |  | Brush, Nylon |  |  | 0 | pc/s | [24 empty] | 0
480 | TOO-HAN_1025 |  | Brush, Open Twist Tube Cleaning, Steel |  |  | 0 | pc/s | [24 empty] | 0
481 | CON-CON_1081 |  | Brush, Paint, 1" |  |  | 0 | pc/s | [24 empty] | 0
482 | CON-CON_1082 |  | Brush, Paint, 2" |  |  | 12 | pc/s | MATERIAL RECIEVED 01/06: 2 | 2 | [16 empty] | 14
483 | CON-CON_1083 |  | Brush, Paint, 3" |  |  | 1 | pc/s | [24 empty] | 1
484 | CON-CON_1084 |  | Brush, Paint, 4" |  |  | 1 | pc/s | [24 empty] | 1
485 | CON-HOU_1017 |  | Brush, Plastic |  |  | 0 | pc/s | [24 empty] | 0
486 | CON-CON_1085 |  | Brush, Roller 4", w/ Handle |  |  | 0 | pc/s | [24 empty] | 0
487 | CON-CON_1086 |  | Brush, Roller 7", w/ Handle |  |  | 0 | pc/s | [24 empty] | 0
488 | CON-CON_1087 |  | Brush, Roller, Refill, 4" |  |  | 31 | pc/s | [24 empty] | 31
489 | TOO-HAN_1013 |  | Brush, Spiral Steel, Boiler tube, 1/2" |  |  | 0 | pc/s | [24 empty] | 0
490 | CON-HOU_1018 |  | Brush, Steel |  |  | -8 | pc/s | [24 empty] | -8
491 | CON-HOU_1019 |  | Brush, Toilet, Big |  |  | 0 | pc/s | [24 empty] | 0
492 | CON-HOU_1020 |  | Brush, Toilet, Small |  |  | 0 | pc/s | [24 empty] | 0
493 | CON-HOU_1021 |  | Brush, Tube, Twisted, Brass Wire |  |  | 0 | pc/s | [24 empty] | 0
494 | CON-HOU_1022 |  | Brush, Tube, Twisted, Nylon |  |  | 0 | pc/s | [24 empty] | 0
495 | CON-CON_1328 |  | Brush, Wheel, Crimped, 1/4" Hex Shank, 1" |  |  | 0 | pc/s | [24 empty] | 0
496 | CON-CON_1328 |  | Brush, Wheel, Crimped, 1/4" Hex Shank, 2" |  |  | 0 | pc/s | [24 empty] | 0
497 | CON-CON_1328 |  | Brush, Wheel, Crimped, 1/4" Hex Shank, 3" |  |  | 0 | pc/s | [24 empty] | 0
498 | CON-EIC_1018 |  | Bulb, 125Vdc, 0.3A |  |  | 0 | pc/s | [24 empty] | 0
499 | CON-EIC_1019 |  | Bulb, 24Vdc, 0.3A |  |  | 0 | pc/s | [24 empty] | 0
500 | CON-EIC_1020 |  | Bulb, Bayonet, 3.6V |  |  | 6 | pc/s | [24 empty] | 6
501 | CON-EIC_1021 |  | Bulb, CFL, 18W |  |  | 0 | pc/s | [24 empty] | 0
502 | CON-EIC_1022 |  | Bulb, Emergency Light |  |  | 0 | pc/s | [24 empty] | 0
503 | AUT-HEA_1009 |  | Bulb, Headlight, Halogen, 12V, 55W |  |  | 0 | pc/s | [24 empty] | 0
504 | CON-EIC_1197 |  | Bulb, Incandescent Vibration, 50 Watts, 220 Volts |  |  | 0 | pc/s | [24 empty] | 0
505 | CON-EIC_1115 |  | Bulb, Incandescent, Blue, 10 Watts, 220 Volts |  |  | 0 | pc/s | [24 empty] | 0
506 | CON-EIC_1113 |  | Bulb, Incandescent, Green, 10 Watts, 220 Volts |  |  | 0 | pc/s | [24 empty] | 0
507 | CON-EIC_1116 |  | Bulb, Incandescent, Orange, 10 Watts, 220 Volts |  |  | 0 | pc/s | [24 empty] | 0
508 | CON-EIC_1112 |  | Bulb, Incandescent, Red, 10 Watts, 220 Volts |  |  | 0 | pc/s | [24 empty] | 0
509 | CON-EIC_1114 |  | Bulb, Incandescent, Yellow, 10 Watts, 220 Volts |  |  | 0 | pc/s | [24 empty] | 0
510 | CON-EIC_1151 |  | Bulb, Infrared, Heat Lamp, 250W |  |  | 0 | pc/s | [24 empty] | 0
511 | CON-EIC_1229 |  | Bulb, LED, 11W |  |  | 0 | pc/s | [24 empty] | 0
512 | CON-EIC_1127 |  | Bulb, LED, 14 Watts, 220-240 Volts |  |  | 0 | pc/s | [24 empty] | 0
513 | CON-EIC_1023 |  | Bulb, LED, 15W |  |  | 0 | pc/s | [24 empty] | 0
514 | CON-EIC_1024 |  | Bulb, LED, 18W |  |  | 0 | pc/s | [24 empty] | 0
515 | CON-EIC_1104 |  | Bulb, LED, 1W, 60 Lumens, Green |  |  | 0 | pc/s | [24 empty] | 0
516 | CON-EIC_1103 |  | Bulb, LED, 1W, 60 Lumens, Yellow |  |  | 0 | pc/s | [24 empty] | 0
517 | CON-EIC_1025 |  | Bulb, LED, 30 Watts, 220-240 Volts |  |  | 0 | pc/s | [24 empty] | 0
518 | CON-EIC_1158 |  | Bulb, LED, 35 Watts, 220-240 Volts |  |  | 0 | pc/s | [24 empty] | 0
519 | CON-EIC_1090 |  | Bulb, LED, 3W |  |  | 0 | pc/s | [24 empty] | 0
520 | CON-EIC_1186 |  | Bulb, LED, 45 Watts, 220-240 Volts |  |  | 0 | pc/s | [24 empty] | 0
521 | CON-EIC_1217 |  | Bulb, LED, 6W |  |  | 0 | pc/s | [24 empty] | 0
522 | CON-EIC_1128 |  | Bulb, LED, 7 Watts, 220-240 Volts |  |  | 0 | pc/s | [24 empty] | 0
523 | CON-EIC_1105 |  | Bulb, LED, Green, 12V, 48 cm |  |  | 0 | pc/s | [24 empty] | 0
524 | CON-EIC_1026 |  | Bulb, LED, Light, 18W |  |  | 0 | pc/s | [24 empty] | 0
525 | CON-EIC_1106 |  | Bulb, LED, Red, 12V, 48 cm |  |  | 0 | pc/s | [24 empty] | 0
526 | CON-EIC_1107 |  | Bulb, LED, Red, 12V, 72 cm |  |  | 0 | pc/s | [24 empty] | 0
527 | EIC-PAR_1423 |  | Bulb, Pilot, 5W, 125VAC |  |  | 0 | pc/s | [24 empty] | 0
528 | EIC-PAR_1422 |  | Bulb, Pilot, 5W, 125VDC |  |  | 0 | pc/s | [24 empty] | 0
529 | CON-EIC_1027 |  | Bulb, Spiral, 60W |  |  | 0 | pc/s | [24 empty] | 0
530 | CON-MED_1021 |  | Burnzine |  |  | 0 | tube/s | [24 empty] | 0
531 | EIC-PAR_1343 |  | Bus Differential & Breaker Failure Relay, SEL-487B |  |  | 0 | unit/s | [24 empty] | 0
532 | CON-MED_1022 |  | Buscopan |  |  | 0 | tab/s | [24 empty] | 0
533 | ENG-SUL_1154 |  | Bush for Auxiliary Rocker Arm K 28014, K 28018 |  |  | 48 | pc/s | [24 empty] | 48
534 | ENG-SUL_1089 |  | Bush for Connecting Rod Shaft, K 34137 |  |  | 2 | pc/s | [24 empty] | 2
535 | ENG-SUL_1076 |  | Bush for Cooling Water Pump, K 73021 |  |  | 2 | pc/s | [24 empty] | 2
536 | ENG-SUL_1197 |  | Bush, For Governing Linkage, K 45031 |  |  | 52 | pc/s | [24 empty] | 52
537 | ENG-SUL_1216 |  | Bush, For Housing K 43161, K 43163 |  |  | 14 | pc/s | [24 empty] | 14
538 | ENG-SUL_1149 |  | Bush, For Main Rocker Arm K 28005, K 28008 |  |  | 48 | pc/s | [24 empty] | 48
539 | ENG-SUL_1199 |  | Bush, For Roller K 44104, K 44107 |  |  | 10 | pc/s | [24 empty] | 10
540 | ENG-SUL_1235 |  | Bush, For Roller K 55028, K 55016 |  |  | 40 | pc/s | [24 empty] | 40
541 | ENG-SUL_1141 |  | Bush, Insert, For Fuel Injection Valve, K 27107 |  |  | 74 | pc/s | [24 empty] | 74
542 | ENG-SUL_1204 |  | Bush, K 46177 |  |  | 8 | pc/s | [24 empty] | 8
543 | ENG-SUL_1304 |  | Bush. VTR 705 |  |  | 32 | pc/s | [24 empty] | 32
544 | EIC-PAR_1305 |  | Bushing Assembly, DB-10 / 4000, Rate Voltage: 10kV, Rated Current: 4000A |  |  | 0 | assy/s | [24 empty] | 0
545 | AUX-PAR_1266 |  | Bushing, Adapter Reducer, Hydraulic Hose, Stainless, 1/2" NPT x 1/4" NPT, Material: SS304 |  |  | 0 | pc/s | [24 empty] | 0
546 | AUX-PAR_1286 |  | Bushing, Adapter Straight Reducing, 150 PSI, 1" x 3/4" (M x F NPT), SS |  |  | 0 | pc/s | MATERIAL RECIEVED 01/07: 2 | 2 | [16 empty] | 2
547 | CON-CON_1262 |  | Bushing, BI, 1-1/2" x 3/4", Threaded |  |  | 0 | pc/s | [24 empty] | 0
548 | CON-CON_1269 |  | Bushing, BI, 1/2" x 3/4", Threaded |  |  | 0 | pc/s | [24 empty] | 0
549 | BUI-MAT_1183 |  | Bushing, BI, Threaded, 3/4" x 1/2" |  |  | 0 | ream/s | [24 empty] | 0
550 | CON-CON_1328 |  | Bushing, Coupling, BI, Inside Thread, 1" Dia. |  |  | 10 | pc/s | [24 empty] | 10
551 | AUX-PAR_1132 |  | Bushing, Crank Pin |  |  | 1 | pc/s | [24 empty] | 1
552 | AUX-PAR_1133 |  | Bushing, Gear, 6041004, SJ 6000 |  |  | 4 | pc/s | [24 empty] | 4
553 | AUX-PAR_1198 |  | BUSHING, GI, 2" X 1" |  |  | 0 | pc/s | [24 empty] | 0
554 | AUX-PAR_1197 |  | Bushing, GI, 3" x 2" |  |  | 0 | pc/s | [24 empty] | 0
555 | ENG-COM_1035 |  | Bushing, Plastic, OD: 26 mm, ID: 15 mm, L: 11 mm, For Barring Gear Motor |  |  | 0 | pc/s | [24 empty] | 0
556 | BUI-PIP_1290 |  | Bushing, Reducer, PVC, 4 Inches x 2 Inches |  |  | 3 | pc/s | [24 empty] | 3
557 | BUI-PIP_1322 |  | Bushing, Reducer, Stainless Steel, 3/8" x 1/2 " |  |  | 0 | pc/s | [24 empty] | 0
558 | AUX-PAR_1135 |  | Bushing, Rubber, 1/2" (dia) |  |  | 11 | pc/s | [24 empty] | 11
559 | AUX-PAR_1136 |  | Bushing, Rubber, 1/4" (dia) |  |  | 8 | pc/s | [24 empty] | 8
560 | AUX-PAR_1289 |  | Bushing, SS, 1/4" X 1/8" |  |  | 0 | pc/s | MATERIAL RECIEVED 01/07: 3 | 3 | [16 empty] | 3
561 | AUX-PAR_1288 |  | Bushing, SS, 3/4" X 1/4" |  |  | 0 | pc/s | MATERIAL RECIEVED 01/07: 3 | 3 | [16 empty] | 3
562 | AUX-PAR_1134 |  | Bushliner,M10, C262, 31mm |  |  | 16 | pc/s | [24 empty] | 16
563 | CON-CHE_1069 |  | Butane |  |  | 0 | can/s | [24 empty] | 0
564 | BUI-MAT_1132 |  | Cable Clips, Wire Rope, Galvanized Heavy Duty, For 12mm Wire Rope |  |  | 0 | pc/s | [24 empty] | 0
565 | BUI-MAT_1131 |  | Cable Clips, Wire Rope, Galvanized Heavy Duty, For 9mm Wire Rope |  |  | 0 | pc/s | [24 empty] | 0
566 | BUI-MAT_1161 |  | Cable Clips, Wire Rope, Ordinary, For 12mm Wire Rope |  |  | 0 | pc/s | [24 empty] | 0
567 | CON-EIC_1136 |  | Cable Duct 2" x 2" |  |  | 0 | lgth/s | [24 empty] | 0
568 | EIC-PAR_1340 |  | Cable IDU/ODU No Connector 150M |  |  | 0 | pack/s | [24 empty] | 0
569 | EIC-PAR_1398 |  | Cable Tray, Ladder Type, Galvanized, Gauge 16, 300mm x 2438mm long w/ cover. |  |  | 0 | pc/s | [24 empty] | 0
570 | FFE-COM_1001 |  | Cable, Communication |  |  | 0 | mtr/s | [24 empty] | 0
571 | CON-SAF_1006 |  | Cable, Fire Alarm & Smoke Detector, #16 / 7(1.25mm2) |  |  | 0 | roll/s | [24 empty] | 0
572 | EIC-PAR_1224 |  | Cable, Gland, MG-20 |  |  | 0 | pc/s | [24 empty] | 0
573 | EIC-PAR_1356 |  | Cable, Grounding |  |  | 0 | mtr/s | [24 empty] | 0
574 | EIC-PAR_1225 |  | Cable, Insulated, PVC, #14/4C |  |  | 0 | mtr/s | [24 empty] | 0
575 | EIC-PAR_1355 |  | Cable, LAN Ethernet |  |  | 0 | mtr/s | [24 empty] | 0
576 | FFE-SSE_1022 |  | Cable, LAN, Cat 5E, 305 mtrs/Box |  |  | 0 | box/s | [24 empty] | 0
577 | EIC-PAR_1357 |  | Cable, Power |  |  | 0 | mtr/s | [24 empty] | 0
578 | EIC-PAR_1226 |  | Cable, PUC Control, H03W-F 2 x 0.5, AWF #20, Gray |  |  | 0 | mtr/s | [24 empty] | 0
579 | EIC-PAR_1503 |  | Cable, PVC Control, 1.0 mm² x 25G (24Conductors + 1 Ground), 300/500V, Catalog: 10078 |  |  | 0 | mtr/s | [24 empty] | 0
580 | EIC-PAR_1228 |  | Cable, Royal Cord, 0.50mm?/2C |  |  | 0 | mtr/s | [24 empty] | 0
581 | EIC-PAR_1229 |  | Cable, Royal Cord, 0.75mm?/2C |  |  | 0 | mtr/s | [24 empty] | 0
582 | EIC-PAR_1227 |  | Cable, Royal Cord, Insulated, #14/2 PVC, 2.0mm?, 60degC, Black |  |  | 75 | mtr/s | [24 empty] | 75
583 | EIC-PAR_1460 |  | Cable, Thipia, 15kV, 50mm2, Single Core, Cu/XLPE/CTS/PVC, 100% IL |  |  | 0 | mtr/s | [24 empty] | 0
584 | EIC-PAR_1230 |  | Cable, Welding, #1/0 AWG |  |  | 0 | feet | [24 empty] | 0
585 | TOO-HAN_1066 |  | Cage Puller, Exhaust Valve |  |  | 0 | pc/s | [24 empty] | 0
586 | FFE-SSE_1021 |  | Camera, Bullet IP POE, 2mp, DS2CD1021-1 |  |  | 0 | pc/s | [24 empty] | 0
587 | FFE-SSE_1037 |  | Camera, Bullet Type, IP , 4mp, DS-2CD2043G0-1 |  |  | 0 | pc/s | [24 empty] | 0
588 | FFE-OFF_1037 |  | Camera, Digital |  |  | 0 | pc/s | [24 empty] | 0
589 | FFE-SSE_1039 |  | Camera, Dome Type, IP , 2mp, 2.8mm, DS-2CD1123G0-1 |  |  | 0 | pc/s | [24 empty] | 0
590 | AUX-PAR_1137 |  | Camlock Fitting |  |  | 2 | pc/s | [24 empty] | 2
591 | EIC-PAR_1460 |  | Camsco Ammeter, 0-20A(3" x 3"), Cat# L-CAM-MET-00043 |  |  | 0 | unit/s | [24 empty] | 0
592 | EIC-PAR_1342 |  | Camsco Transformer, Current, 20/5A 600V, 15VA, Class 1 Cat# CCt-20(L-CAM-TRA-00017) |  |  | 0 | unit/s | [24 empty] | 0
593 | ENG-SUL_1205 |  | Camshaft Bearing Shell Halves, K 42601 |  |  | 44 | pair/s | [24 empty] | 44
594 | AUX-PAR_1138 |  | Cap Assembly, Crankpin |  |  | 2 | pc/s | [24 empty] | 2
595 | AUX-PAR_1067 |  | Cap Body, Crankpin |  |  | 1 | pc/s | [24 empty] | 1
596 | ENG-SUL_1322 |  | Cap Nut, VTR 39001 |  |  | 16 | pc/s | [24 empty] | 16
597 | CON-EIC_1215 |  | Capacitor, 10uF, 35V |  |  | 0 | feet | [24 empty] | 0
598 | CON-EIC_1210 |  | Capacitor, 5uF, 450V |  |  | 0 | pc/s | [24 empty] | 0
599 | CON-EIC_1216 |  | Capacitor, 6uF, 500VAC, 50/60 Hz |  |  | 0 | pc/s | [24 empty] | 0
600 | COM-POW_1010 |  | Carbide Bit, Cylindrical Radius, 1/2" |  |  | 0 | pc/s | [24 empty] | 0
601 | COM-POW_1007 |  | Carbide Bit, Three Pointed Shape, 3/8" |  |  | 0 | pc/s | [24 empty] | 0
602 | TOO-HAN_1101 |  | Carbide Burrs, 1/4 Shank, (6pcs/set, 3/8 & 5/8) |  |  | 0 | set/s | [24 empty] | 0
603 | COM-POW_1009 |  | Carbon Brush, 4 x 6 x 8.5mm, Hard Carbon |  |  | 0 | pc/s | [24 empty] | 0
604 | COM-POW_1003 |  | Carbon Brush, CB 100A, For Makita Angle Grinder |  |  | 0 | pc/s | [24 empty] | 0
605 | CON-CHE_1013 |  | Carbon Remover, Ionic Oil Cleaner, Acid Based/ Carboff 1 |  |  | 0 | ltr/s | [24 empty] | 0
606 | CON-CHE_1014 |  | Carbon Remover, Water based / Carboff |  |  | 0 | ltr/s | [24 empty] | 0
607 | CON-OFF_1008 |  | Carbon, Film / Copy, Paper |  |  | 0 | sht/s | [24 empty] | 0
608 | CON-OFF_1009 |  | Cartolina, White |  |  | 0 | pc/s | [24 empty] | 0
609 | CON-OFF_1010 |  | Cartridge, BMP21 Mobile Printer, Balck Ribbon on Yellow Vinyl |  |  | 0 | pc/s | [24 empty] | 0
610 | ENG-SUL_1060 |  | Casing for Actuating Valve Rod, K 44138 |  |  | 16 | pc/s | [24 empty] | 16
611 | CON-MED_1023 |  | Catapres |  |  | 0 | tab/s | [24 empty] | 0
612 | ENG-SUL_1318 |  | Caulking Wire for Turbo |  |  | 2 | roll/s | [24 empty] | 2
613 | CON-CHE_1015 |  | Caustic Soda, Sodium Hydroxide (for pH control) |  |  | -0.5 | kg/s | [24 empty] | -0.5
614 | CON-CHE_1073 |  | CBD-94 (456C), 210LT/DM, APC, CA |  |  | 57 | ltr/s | [24 empty] | 57
615 | BUI-MAT_1022 |  | Ceiling Board, 16mm x 2 x 4 |  |  | 0 | pc/s | [24 empty] | 0
616 | CON-MED_1024 |  | Celestamin |  |  | 0 | tab/s | [24 empty] | 0
617 | BUI-MAT_1023 |  | Cement |  |  | 6 | bag/s | [24 empty] | 6
618 | BUI-MAT_1177 |  | Cement, Premium |  |  | 0 | bag/s | [24 empty] | 0
619 | BUI-MAT_1024 |  | Cement, White |  |  | 0 | bag/s | [24 empty] | 0
620 | ENG-SUL_1305 |  | Centrifugal Dirt Oil Separator |  |  | 4 | pc/s | [24 empty] | 4
621 | ENG-SUL_1308 |  | Centrifugal Dirt Oil Separator Sleeve Housing |  |  | 6 | pc/s | [24 empty] | 6
622 | CON-EIC_1094 |  | CFL, Spiral, Daylight, 65W, 220V, Cool White with Receptacle |  |  | 0 | pc/s | [24 empty] | 0
623 | TOO-POW_1002 |  | Chain Block, 3 Tons |  |  | 0 | unit/s | [24 empty] | 0
624 | FFE-SSE_1053 |  | Chain, Steel, 3/16-Dia |  |  | 0 | mtr/s | [24 empty] | 0
625 | FFE-FUR_1002 |  | Chair, Monoblock, Plastic, Black |  |  | 0 | pc/s | [24 empty] | 0
626 | FFE-FUR_1001 |  | Chair, Swivel |  |  | 0 | unit/s | [24 empty] | 0
627 | CON-CON_1088 |  | Chalkstone/ Soapstone |  |  | 20 | pc/s | [24 empty] | 20
628 | BUI-MAT_1156 |  | Channel, C, 1/4 Inc Thickness(6mm) x 2 Inches x 4 Inches x 20 ft |  |  | 0 | lgth/s | [24 empty] | 0
629 | BUI-MAT_1225 |  | Channel, C, 1/4" (6mm)Thick x 2" x 6" x 20 ft |  |  | 0 | lgth/s | [24 empty] | 0
630 | BUI-MAT_1086 |  | Channel, C, 6mmT x 2" x 6" x 20 ft |  |  | -4 | lgth/s | [24 empty] | -4
631 | BUI-HAR_1061 |  | Channel, MS, 11.50lbs/ft, 2" x 8" x 20 |  |  | 0 | lgth/s | [24 empty] | 0
632 | BUI-HAR_1062 |  | Channel, MS, 6mmT x 2" x 8" x 20 |  |  | 0 | lgth/s | [24 empty] | 0
633 | FFE-COM_1018 |  | Charger Adapter, White |  |  | 0 | pc/s | [24 empty] | 0
634 | FFE-OFF_1018 |  | Charger, Laptop, 90W |  |  | 0 | pc/s | [24 empty] | 0
635 | CON-CHE_1016 |  | CHEM SS -100 |  |  | 0 | ltr/s | [24 empty] | 0
636 | CON-CHE_1072 |  | CHEM-AQUA 31155 (C777), 210LT/DM, APC, CA, Scale and Corrosion Inhibitor |  |  | 83 | ltr/s | [24 empty] | 83
637 | CON-CHE_1091 |  | CHEM-AQUA 777 (0424), 20LT/DM, APC, CA |  |  | 0 | ltr/s | [24 empty] | 0
638 | CON-CHE_1076 |  | CHEM-AQUA 999 (0376), 20LT/DM, APC, CA |  |  | 10 | ltr/s | [24 empty] | 10
639 | CON-CHE_1017 |  | Chlorine (Oxidizing Biocide) |  |  | 78 | kg/s | [24 empty] | 78
640 | CON-CHE_1018 |  | Chlorine, Dry, Calcium Hypochlorite 70% |  |  | 45 | kg/s | [24 empty] | 45
641 | AUX-PAR_1167 |  | Circlip |  |  | 8 | pc/s | [24 empty] | 8
642 | EIC-PAR_1231 |  | Circuit BTraker, Vacuum (VCB), 2000Amp, 7.2 KV, Three Pole, Make:Siemens & Accessories |  |  | 0 | unit/s | [24 empty] | 0
643 | EIC-PAR_1387 |  | CISCO ISR 4400 Series IOS XE Universal |  |  | 0 | unit/s | [24 empty] | 0
644 | EIC-PAR_1037 |  | Clamp Piece |  |  | 3 | pair/s | [24 empty] | 3
645 | CON-EIC_1100 |  | Clamp, Conduit Pipe, GI, 1/2" |  |  | 0 | pc/s | [24 empty] | 0
646 | BUI-MAT_1126 |  | Clamp, Conduit, 1/2" |  |  | 10 | pc/s | [24 empty] | 10
647 | CON-EIC_1089 |  | Clamp, PVC, w/ Nail, 1/2" |  |  | 0 | pc/s | [24 empty] | 0
648 | CON-EIC_1141 |  | Clamp, PVC, w/ Nail, 3/4" |  |  | 0 | pc/s | [24 empty] | 0
649 | EIC-PAR_1038 |  | Clamp, Unistrut, 1-1/2 in. |  |  | 14 | pc/s | [24 empty] | 14
650 | ENG-SUL_1224 |  | Clamping Piece, For Support K 81260, K 81184 |  |  | 8 | pc/s | [24 empty] | 8
651 | ENG-SUL_1231 |  | Clamping Ring, For Rack K 55006, K 55007 |  |  | 20 | pc/s | [24 empty] | 20
652 | CON-EIC_1028 |  | Cleaner, Contact, Specialist, Fast Drying |  |  | 2 | can/s | [24 empty] | 2
653 | CON-CHE_1019 |  | Cleaner, Disinfectant |  |  | 0 | ltr/s | [24 empty] | 0
654 | CON-CHE_1020 |  | Cleaner, Stator Winding, Fast Dry |  |  | 60 | ltr/s | [24 empty] | 60
655 | CON-CHE_1021 |  | Cleaner, Stator Winding, Medium Dry |  |  | 0 | pail/s | [24 empty] | 0
656 | CON-CHE_1022 |  | Cleaner, Stator Winding, Slow Dry |  |  | 16 | pail/s | [24 empty] | 16
657 | CON-CHE_1097 |  | Cleaning Solution, For General Purpose, PN#:H17061L, 500ml |  |  | 0 | bot/s | [24 empty] | 0
658 | CON-EIC_1146 |  | Clear, Baking Insulating Varnish |  |  | 2 | gal/s | [24 empty] | 2
659 | CON-HOU_1023 |  | Cling Wrap |  |  | 0 | sht/s | [24 empty] | 0
660 | CON-OFF_1011 |  | Clip Board, Wooden |  |  | 0 | pc/s | [24 empty] | 0
661 | EIC-PAR_1410 |  | Clip, Aligator |  |  | 0 | pc/s | [24 empty] | 0
662 | EIC-PAR_1466 |  | Clip, Battery |  |  | 0 | pc/s | [24 empty] | 0
663 | CON-OFF_1012 |  | Clip, Binder, 1/2" |  |  | 0 | box/s | [24 empty] | 0
664 | CON-OFF_1111 |  | Clip, Binder, 3/4" |  |  | 0 | box/s | [24 empty] | 0
665 | CON-OFF_1013 |  | Clip, Bulldog |  |  | 0 | pc/s | [24 empty] | 0
666 | CON-OFF_1014 |  | Clip, Paper, 33mm |  |  | 0 | box/s | [24 empty] | 0
667 | CON-OFF_1015 |  | Clip, Paper, 50mm |  |  | 0 | box/s | [24 empty] | 0
668 | FFE-OFF_1035 |  | Clock, Wall, LED, 455 x 30 x 220mm, 220VAC, 12/24hour |  |  | 0 | unit/s | [24 empty] | 0
669 | AUT-HEA_1008 |  | Clutch Operating Kit |  |  | 0 | set/s | [24 empty] | 0
670 | AUX-PAR_1177 |  | Clutch Shoe, Set of Spare for Drive, Westfalia Separator, 0021-2983-950 |  |  | 10 | pc/s | [24 empty] | 10
671 | CON-CON_1089 |  | Coating, Water Proof |  |  | 2 | bag/s | [24 empty] | 2
672 | EIC-PAR_1483 |  | Coil Spacer |  |  | 0 | kg/s | [24 empty] | 0
673 | EIC-PAR_1404 |  | Cold Shrink, EPDM Sheath Seal Kit |  |  | 0 | Kit/s | [24 empty] | 0
674 | AUX-PAR_1139 |  | Coller |  |  | 1 | pc/s | [24 empty] | 1
675 | TOO-HAN_1083 |  | Combination Spanner / Obstruction Wrench, Chrome Vanadium, C-Type, 17 mm |  |  | 0 | pc/s | [24 empty] | 0
676 | TOO-HAN_1082 |  | Combination Spanner / Obstruction Wrench, Chrome Vanadium, C-Type, 19 mm |  |  | 0 | pc/s | [24 empty] | 0
677 | TOO-HAN_1040 |  | Combination Wrench - 17mm |  |  | 0 | pc/s | [24 empty] | 0
678 | TOO-HAN_1041 |  | Combination Wrench - 18mm |  |  | 0 | pc/s | [24 empty] | 0
679 | TOO-HAN_1042 |  | Combination Wrench - 19mm |  |  | 0 | pc/s | [24 empty] | 0
680 | TOO-HAN_1043 |  | Combination Wrench - 22mm |  |  | 0 | pc/s | [24 empty] | 0
681 | TOO-HAN_1045 |  | Combination Wrench - 13mm |  |  | 0 | pc/s | [24 empty] | 0
682 | TOO-HAN_1044 |  | Combination Wrench - 16mm |  |  | 0 | pc/s | [24 empty] | 0
683 | TOO-HAN_1047 |  | Combination Wrench - 8mm |  |  | 0 | pc/s | [24 empty] | 0
684 | AUX-PAR_1141 |  | Compensator/ Expansion Joint, Braided Flexible, 1" |  |  | 0 | pc/s | [24 empty] | 0
685 | AUX-PAR_1140 |  | Compensator/ Expansion Joint, Braided Flexible, 1-1/2" |  |  | 4 | pc/s | [24 empty] | 4
686 | AUX-PAR_1142 |  | Compensator/ Expansion Joint, Braided Flexible, 2" |  |  | 2 | pc/s | [24 empty] | 2
687 | AUX-PAR_1143 |  | Compensator/ Expansion Joint, Braided Flexible, 2-1/2" |  |  | 0 | pc/s | [24 empty] | 0
688 | AUX-PAR_1145 |  | Compensator/ Expansion Joint, Braided Flexible, 3" |  |  | 0 | pc/s | [24 empty] | 0
689 | AUX-PAR_1144 |  | Compensator/ Expansion Joint, Braided Flexible, 3-1/2" |  |  | 0 | pc/s | [24 empty] | 0
690 | AUX-PAR_1275 |  | Compensator/ Expansion Joint, Metal Bellows , Fabricated, ID: 265mm Dia., OD: 345mm Dia., Bolt center: 305mm Dia., Overall Length: 12mm, Flange thickness: 18mm, No. of Bolt Holes: 8-15mm Dia., Convolution: 4 Waves |  |  | 1 | pc/s | [24 empty] | 1
691 | AUX-PAR_1276 |  | Compensator/ Expansion Joint, Metal Bellows , Fabricated, ID: 655mm Dia., ID: 850mm Dia., Thickness: 18mm, Belows: 1.0mm Thick, Convolution: 6 Waves |  |  | 1 | pc/s | [24 empty] | 1
692 | AUX-PAR_1146 |  | Compensator/ Expansion Joint, Metal Bellows, 1-1/4" |  |  | 0 | pc/s | [24 empty] | 0
693 | AUX-PAR_1147 |  | Compensator/ Expansion Joint, Metal Bellows, 145mm |  |  | 0 | pc/s | [24 empty] | 0
694 | AUX-PAR_1148 |  | Compensator/ Expansion Joint, Metal Bellows, 4" |  |  | 2 | pc/s | [24 empty] | 2
695 | AUX-PAR_1149 |  | Compensator/ Expansion Joint, Rubber Bellows, 10" |  |  | 1 | pc/s | [24 empty] | 1
696 | AUX-PAR_1150 |  | Compensator/ Expansion Joint, Rubber Bellows, 12" |  |  | 1 | pc/s | [24 empty] | 1
697 | BUI-MAT_1025 |  | Compound, Grout |  |  | 0 | bag/s | [24 empty] | 0
698 | CON-CON_1182 |  | Compound, Patching |  |  | 0 | kg/s | [24 empty] | 0
699 | CON-CHE_1028 |  | Compound, Silicon Carbide, Grade 1A, Grit 320, Very Fine, 16oz. |  |  | 0 | can/s | [24 empty] | 0
700 | CON-CHE_1027 |  | Compound, Silicon Carbide, Grade 2A, Grit 400, Extremely Fine, 16oz. |  |  | 0 | can/s | [24 empty] | 0
701 | CON-CHE_1026 |  | Compound, Silicon Carbide, Grade 3A, Grit 500, Extremely Fine, 16oz. |  |  | 0 | can/s | [24 empty] | 0
702 | CON-CHE_1025 |  | Compound, Silicon Carbide, Grade 4A, Grit 600, Extremely Fine, 16oz. |  |  | 0 | can/s | [24 empty] | 0
703 | CON-CHE_1024 |  | Compound, Silicon Carbide, Grade 5A, Grit 800, Micro-Fine, 16oz. |  |  | 0 | can/s | [24 empty] | 0
704 | CON-CHE_1023 |  | Compound, Silicon Carbide, Grade 6A, Grit 1000, Micro-Fine, 16oz. |  |  | 0 | can/s | [24 empty] | 0
705 | CON-CHE_1029 |  | Compound, Silicon Carbide, Grade A, Grit 280, Fine, 16oz. |  |  | 0 | can/s | [24 empty] | 0
706 | CON-CHE_1030 |  | Compound, Silicon Carbide, Grade B, Grit 240, Medium Fine, 16oz. |  |  | 0 | can/s | [24 empty] | 0
707 | CON-CHE_1031 |  | Compound, Silicon Carbide, Grade C, Grit 220, Medium, 16oz. |  |  | 0 | can/s | [24 empty] | 0
708 | CON-CHE_1032 |  | Compound, Silicon Carbide, Grade D, Grit 180, Medium Coarse, 16oz. |  |  | 0 | can/s | [24 empty] | 0
709 | CON-CHE_1033 |  | Compound, Silicon Carbide, Grade E, Grit 120, Coarse, 16oz. |  |  | 6 | can/s | [24 empty] | 6
710 | CON-CHE_1034 |  | Compound, Silicon Carbide, Grade F, Grit 100, Extra Coarse, 16oz. |  |  | 0 | can/s | [24 empty] | 0
711 | CON-CHE_1035 |  | Compound, Silicon Carbide, Grade G, Grit 80, Super Coarse, 16oz. |  |  | 0 | can/s | [24 empty] | 0
712 | CON-CHE_1036 |  | Compound, Silicon Carbide, Grade J, Grit 50, Very Coarse, 16oz. |  |  | 0 | can/s | [24 empty] | 0
713 | CON-CHE_1037 |  | Compound, Silicon Carbide, Grade NC, Grit 150, Special Navy, 16oz. |  |  | 0 | can/s | [24 empty] | 0
714 | FFE-OFF_1002 |  | Computer, Desktop |  |  | 0 | unit/s | [24 empty] | 0
715 | FFE-OFF_1003 |  | Computer, Laptop |  |  | 0 | unit/s | [24 empty] | 0
716 | FFE-OFF_1004 |  | Computer, Mouse, USB, Optical |  |  | 0 | unit/s | [24 empty] | 0
717 | BUI-MAT_1026 |  | Concrete, Ready Mix, 3000psi, 3/4 size of gravel, 28 days curing |  |  | 0 | cu.m | [24 empty] | 0
718 | EIC-PAR_1480 |  | Conductive Tape 0.12 mm x 25 mm x 50 mtrs |  |  | 0 | roll/s | [24 empty] | 0
719 | EIC-PAR_1108 |  | Conduit Body, Rigid, Type LB, 1" dia. |  |  | 3 | pc/s | [24 empty] | 3
720 | EIC-PAR_1310 |  | Conduit Body, Rigid, Type LB, 1/2" dia. |  |  | 30 | pc/s | [24 empty] | 30
721 | EIC-PAR_1109 |  | Conduit Body, Rigid, Type LB, 3/4" dia. |  |  | 5 | pc/s | [24 empty] | 5
722 | EIC-PAR_1110 |  | Conduit Body, Rigid, Type LL, 1/2" dia. |  |  | 14 | pc/s | [24 empty] | 14
723 | EIC-PAR_1111 |  | Conduit Body, Rigid, Type LL, 1/2" dia. |  |  | 6 | pc/s | [24 empty] | 6
724 | EIC-PAR_1112 |  | Conduit Body, Rigid, Type LL, 1/2" dia. |  |  | 2 | pc/s | [24 empty] | 2
725 | EIC-PAR_1113 |  | Conduit Body, Rigid, Type LL, 3/4" dia. |  |  | 0 | pc/s | [24 empty] | 0
726 | EIC-PAR_1115 |  | Conduit Body, Rigid, Type LR, 1" dia. |  |  | 0 | pc/s | [24 empty] | 0
727 | EIC-PAR_1114 |  | Conduit Body, Rigid, Type LR, 1/4" dia. |  |  | 0 | pc/s | [24 empty] | 0
728 | EIC-PAR_1116 |  | Conduit Body, Rigid, Type LR, 2" dia. |  |  | 0 | pc/s | [24 empty] | 0
729 | EIC-PAR_1117 |  | Conduit Body, Straight, Type C, 1" dia. |  |  | 1 | pc/s | [24 empty] | 1
730 | EIC-PAR_1459 |  | Conduit, LTFMC 1", Flexible Pipe |  |  | 0 | mtr/s | [24 empty] | 0
731 | EIC-PAR_1458 |  | Conduit, LTFMC 1/2", Flexible Pipe |  |  | 0 | mtr/s | [24 empty] | 0
732 | EIC-PAR_1039 |  | Conduit, LTFMC 3/4", Flexible Pipe |  |  | 58 | mtr/s | [24 empty] | 58
733 | ENG-SUL_1189 |  | Conical Clamping Ring, Two Part, For the Exhaust Valve, PN 3446276190, K 27529 |  |  | 370 | pc/s | [24 empty] | 370
734 | ENG-SUL_1183 |  | Conical Clamping Ring, Two Part, For the Inlet Valve, PN 3424277622, K 27503 A |  |  | 64 | pc/s | [24 empty] | 64
735 | ENG-SUL_1184 |  | Conical Clamping Ring, Two Part, for the Inlet Valve, PN 3424277622, K 27503 B |  |  | 314 | pc/s | [24 empty] | 314
736 | ENG-SUL_1169 |  | Conical Cup For Clamping Piece, PN 3424236261, K 21006 |  |  | 68 | pc/s | [24 empty] | 68
737 | ENG-SUL_1078 |  | Connecting Piece for Valve Drive, K 44130 |  |  | 8 | pc/s | [24 empty] | 8
738 | ENG-SUL_1286 |  | Connecting Rod Bearing Housing |  |  | 4 | pc/s | [24 empty] | 4
739 | ENG-SUL_1092 |  | Connecting Rod Shaft, K 33101 |  |  | 4 | pc/s | [24 empty] | 4
740 | ENG-SUL_1287 |  | Connecting Rod w/ Upper Ball Socket |  |  | 2 | pc/s | [24 empty] | 2
741 | EIC-PAR_1232 |  | Connecting Rod, High Pressure |  |  | 1 | pc/s | [24 empty] | 1
742 | EIC-PAR_1233 |  | Connecting Rod, Low Pressure |  |  | 2 | pc/s | [24 empty] | 2
743 | EIC-PAR_1368 |  | Connector Kit N Type M&F 300 Type Cable |  |  | 0 | pc/s | [24 empty] | 0
744 | EIC-PAR_1465 |  | Connector, Conduit, Adapter, w/ Locknut, UPVC, 1" |  |  | 20 | pc/s | [24 empty] | 20
745 | EIC-PAR_1242 |  | Connector, Copper Compression (Butt), Standard Barrel, 1/0 AWG, 31mm (length) |  |  | 0 | pc/s | [24 empty] | 0
746 | EIC-PAR_1241 |  | Connector, Copper Compression (Butt), Standard Barrel, 1/0 AWG, Pink |  |  | 0 | pc/s | [24 empty] | 0
747 | EIC-PAR_1234 |  | Connector, Copper Compression (Butt), Standard Barrel, 10 AWG, 5.5mm (dia) x 15 mm (length) |  |  | 86 | pc/s | [24 empty] | 86
748 | EIC-PAR_1235 |  | Connector, Copper Compression (Butt), Standard Barrel, 2 AWG, Brown |  |  | 0 | pc/s | [24 empty] | 0
749 | EIC-PAR_1236 |  | Connector, Copper Compression (Butt), Standard Barrel, 2 AWG, Brown |  |  | 6 | pc/s | [24 empty] | 6
750 | EIC-PAR_1237 |  | Connector, Copper Compression (Butt), Standard Barrel, 3/4 AWG |  |  | 49 | pc/s | [24 empty] | 49
751 | EIC-PAR_1238 |  | Connector, Copper Compression (Butt), Standard Barrel, 4 AWG, Gray |  |  | 27 | pc/s | [24 empty] | 27
752 | EIC-PAR_1244 |  | Connector, Copper Compression (Butt), Standard Barrel, 4/0 AWG, Purple |  |  | 12 | pc/s | [24 empty] | 12
753 | EIC-PAR_1240 |  | Connector, Copper Compression (Butt), Standard Barrel, 6 AWG, 21mm (length) |  |  | 55 | pc/s | [24 empty] | 55
754 | EIC-PAR_1239 |  | Connector, Copper Compression (Butt), Standard Barrel, 6 AWG, Blue |  |  | 33 | pc/s | [24 empty] | 33
755 | EIC-PAR_1245 |  | Connector, Copper Compression, Standard Barrel, 10014, 500 MCM Cu, Brown |  |  | 15 | pc/s | [24 empty] | 15
756 | EIC-PAR_1243 |  | Connector, Copper Compression, Standard Barrel, 250 MCM, Yellow |  |  | 6 | pc/s | [24 empty] | 6
757 | EIC-PAR_1215 |  | Connector, Elbow, Adapter, Reducer, Stainless Steel 316, 15mm x 10mm |  |  | 13 | pc/s | [24 empty] | 13
758 | EIC-PAR_1247 |  | Connector, Elbow, Rigid Conduit, LFMC, 90deg, 1" |  |  | 0 | pc/s | [24 empty] | 0
759 | EIC-PAR_1246 |  | Connector, Elbow, Rigid Conduit, LFMC, 90deg, 1-1/4" |  |  | 0 | pc/s | [24 empty] | 0
760 | EIC-PAR_1248 |  | Connector, Elbow, Rigid Conduit, LFMC, 90deg, 1/2" |  |  | 0 | pc/s | [24 empty] | 0
761 | EIC-PAR_1249 |  | Connector, Elbow, Rigid Conduit, LFMC, 90deg, 2" |  |  | 0 | pc/s | [24 empty] | 0
762 | EIC-PAR_1250 |  | Connector, Elbow, Rigid Conduit, LFMC, 90deg, 3/4" |  |  | 0 | pc/s | [24 empty] | 0
763 | BUI-MAT_1223 |  | Connector, Female, 3/4" |  |  | 0 | pc/s | [24 empty] | 0
764 | CON-EIC_1224 |  | Connector, Flexible, 1/2" |  |  | 0 | pc/s | [24 empty] | 0
765 | CON-EIC_1110 |  | Connector, for LED Rope Light |  |  | 0 | pc/s | [24 empty] | 0
766 | EIC-PAR_1251 |  | Connector, Grounding, 2 Bolt, Tap350-500 |  |  | 0 | pc/s | [24 empty] | 0
767 | EIC-PAR_1256 |  | Connector, Grounding, Split Bolt, 1 AWG (Str) - 250 kcmil (Run & Tap) |  |  | 56 | pc/s | [24 empty] | 56
768 | EIC-PAR_1259 |  | Connector, Grounding, Split Bolt, 1 AWG, 3/0 AWG (Str) (Run & Tap) |  |  | 7 | pc/s | [24 empty] | 7
769 | EIC-PAR_1260 |  | Connector, Grounding, Split Bolt, 1 AWG, 3/0 AWG (Str) (Run & Tap) |  |  | 1 | pc/s | [24 empty] | 1
770 | EIC-PAR_1261 |  | Connector, Grounding, Split Bolt, 1 AWG, 3/0 AWG (Str) (Run & Tap) |  |  | 0 | pc/s | [24 empty] | 0
771 | EIC-PAR_1262 |  | Connector, Grounding, Split Bolt, 1 AWG, 3/0 AWG (Str) (Run & Tap) |  |  | 7 | pc/s | [24 empty] | 7
772 | EIC-PAR_1254 |  | Connector, Grounding, Split Bolt, 1/0 AWG |  |  | 1 | pc/s | [24 empty] | 1
773 | EIC-PAR_1255 |  | Connector, Grounding, Split Bolt, 1/0 AWG |  |  | 0 | [25 empty] | 0
774 | EIC-PAR_1252 |  | Connector, Grounding, Split Bolt, 2 AWG |  |  | 3 | pc/s | [24 empty] | 3
775 | EIC-PAR_1253 |  | Connector, Grounding, Split Bolt, 2 AWG |  |  | 1 | pc/s | [24 empty] | 1
776 | EIC-PAR_1263 |  | Connector, Grounding, Split Bolt, 500MCM |  |  | 0 | pc/s | [24 empty] | 0
777 | FFE-COM_1008 |  | Connector, Internet, RJ45 |  |  | 0 | pc/s | [24 empty] | 0
778 | BUI-MAT_1206 |  | Connector, Male, Pipe, HDPE, 1", Offer: ISO |  |  | 2 | pc/s | [24 empty] | 2
779 | EIC-PAR_1040 |  | Connector, Male, Straight, Stainless Steel 316, 12mm Tube OD x 3/8" MNPT (Male National Pipe Thread) |  |  | 0 | pc/s | [24 empty] | 0
780 | EIC-PAR_1041 |  | Connector, Male, Straight, Stainless Steel 316, 3/8" Tube OD x 1/2" MNPT (Male National Pipe Thread) |  |  | 0 | pc/s | [24 empty] | 0
781 | BUI-MAT_1205 |  | Connector, Pipe, HDPE, 1", Offer: ISO |  |  | 2 | pc/s | [24 empty] | 2
782 | CON-EIC_1218 |  | Connector, PVC, 1/2" |  |  | 0 | pc/s | [24 empty] | 0
783 | EIC-PAR_1045 |  | Connector, Straight, Rigid Conduit, FMC, 1" dia. |  |  | 63 | pc/s | [24 empty] | 63
784 | EIC-PAR_1046 |  | Connector, Straight, Rigid Conduit, FMC, 3" dia. |  |  | 6 | pc/s | [24 empty] | 6
785 | EIC-PAR_1049 |  | Connector, Straight, Rigid Conduit, LTFMC, 1" dia. |  |  | 100 | pc/s | [24 empty] | 100
786 | EIC-PAR_1047 |  | Connector, Straight, Rigid Conduit, LTFMC, 1-1/2" dia. |  |  | 9 | pc/s | [24 empty] | 9
787 | EIC-PAR_1048 |  | Connector, Straight, Rigid Conduit, LTFMC, 1-1/4" dia. |  |  | 0 | pc/s | [24 empty] | 0
788 | EIC-PAR_1051 |  | Connector, Straight, Rigid Conduit, LTFMC, 1/2" dia. |  |  | 0 | pc/s | [24 empty] | 0
789 | EIC-PAR_1052 |  | Connector, Straight, Rigid Conduit, LTFMC, 3/4" dia. |  |  | 0 | pc/s | [24 empty] | 0
790 | EIC-PAR_1053 |  | Connector, Thermocouple, Female |  |  | 0 | pc/s | [24 empty] | 0
791 | EIC-PAR_1054 |  | Connector, Thermocouple, Male, Type K, Miniature In-line Plug (Chrom/Alumel) |  |  | 26 | pc/s | [24 empty] | 26
792 | AUX-PAR_1024 |  | Connector, Tube, 1/2" x 3/8" |  |  | 10 | pc/s | [24 empty] | 10
793 | AUX-PAR_1025 |  | Connector, Tube, 3/4" x 3/4" |  |  | 3 | pc/s | [24 empty] | 3
794 | EIC-PAR_1055 |  | Connector, Union, Straight, Stainless Steel 316, 3/8"Tube OD |  |  | 0 | pc/s | [24 empty] | 0
795 | EIC-PAR_1152 |  | Contact Block, Screw Clamp, 10 A, 600 V, 2 Pole (Selector Switch) |  |  | 0 | pc/s | [24 empty] | 0
796 | EIC-PAR_1056 |  | Contactor, 24VDC, TeSys-035477 |  |  | 3 | pc/s | [24 empty] | 3
797 | EIC-PAR_1057 |  | Contactor, Magnetic, 110 V, 80A (50A, AC-3), 3 Pole |  |  | 3 | pc/s | [24 empty] | 3
798 | EIC-PAR_1058 |  | Contactor, Magnetic, 220V, 60A (40A, AC-3), 3 Pole |  |  | 0 | pc/s | [24 empty] | 0
799 | EIC-PAR_1059 |  | Contactor, Magnetic, 220V, 70A (50A, AC-3), 3 Pole |  |  | 2 | pc/s | [24 empty] | 2
800 | EIC-PAR_1430 |  | Contactor, Magnetic, 220VAC, 80A, AC-1 |  |  | 0 | pc/s | [24 empty] | 0
801 | EIC-PAR_1060 |  | Contactor, Magnetic, 400V, 80A |  |  | 0 | pc/s | [24 empty] | 0
802 | EIC-PAR_1061 |  | Contactor, Magnetic, 48V, 25A (9A, AC-3), 3 Pole |  |  | 1 | pc/s | [24 empty] | 1
803 | EIC-PAR_1062 |  | Contactor, Magnetic, LCIF330, 220VAC |  |  | 1 | pc/s | [24 empty] | 1
804 | EIC-PAR_1063 |  | Contactor, Tesys Type D, Coil Voltage 24 vdc, Rated Current 18 amps, 3 Pole, 1NO/1NC |  |  | 0 | pc/s | [24 empty] | 0
805 | CON-OEA_1022 |  | Container, Plastic, 1 Gal |  |  | 0 | pc/s | [24 empty] | 0
806 | EIC-PAR_1424 |  | Control Easygen, 3200XT-P1, Part#:8440-2082 |  |  | 0 | unit/s | [24 empty] | 0
807 | EIC-PAR_1313 |  | Control Relay, Three-Phase Voltage, 380-480V |  |  | 0 | unit/s | [24 empty] | 0
808 | ENG-SUL_1138 |  | Control Ring, For operating Piston, K 34121 |  |  | 18 | pc/s | [24 empty] | 18
809 | ENG-SUL_1136 |  | Control Spring for Operating Piston, K 34125 |  |  | 40 | pc/s | [24 empty] | 40
810 | EIC-PAR_1468 |  | Control, Box |  |  | 0 | pc/s | [24 empty] | 0
811 | EIC-PAR_1421 |  | Controller, Temperature, Toho, TM 004-R-A |  |  | 0 | pc/s | [24 empty] | 0
812 | EIC-PAR_1397 |  | Controller, Temperature, Toho, TM 004-R-AB |  |  | 0 | pc/s | [24 empty] | 0
813 | ENG-SUL_1289 |  | Cooler Plate (Jacket Water Cooler) |  |  | 90 | pc/s | [24 empty] | 90
814 | EIC-PAR_1484 |  | Copper Connection |  |  | 0 | kg/s | [24 empty] | 0
815 | ENG-COM_1013 |  | Copper, Packing, Slotted, Cyl. Head, Exhaust |  |  | 29 | pc/s | [24 empty] | 29
816 | EIC-PAR_1064 |  | Cord, Duplex, Flat Cord, 3.5mm, 12AWG |  |  | 0 | mtr/s | [24 empty] | 0
817 | FFE-OFF_1005 |  | Cord, HDMI, 5m |  |  | 0 | lgth/s | [24 empty] | 0
818 | CON-CHE_1038 |  | Corrosion Inhibitor |  |  | 0 | ltr/s | [24 empty] | 0
819 | ENG-PIE_1008 |  | Cotter Pin, Starting Valve |  |  | 9 | pc/s | [24 empty] | 9
820 | CON-MED_1025 |  | Cotton Balls (300s) |  |  | 0 | pack/s | [24 empty] | 0
821 | CON-MED_1026 |  | Cotton Buds (100s) |  |  | 0 | pack/s | [24 empty] | 0
822 | ENG-SUL_1052 |  | Counter Ring for Cooling Water Pump, K 73026 |  |  | 20 | pc/s | [24 empty] | 20
823 | EIC-PAR_1364 |  | Coupler Assy Eclipse 7 GHZ V & H Polarization |  |  | 0 | pc/s | [24 empty] | 0
824 | ENG-COM_1038 |  | Coupler, Quick Connect, 3/8, Ball Type, Male & Female, 700Bars, 10,000PSI, Brand: CEJN Sweden |  |  | 0 | pc/s | [24 empty] | 0
825 | BUI-PIP_1323 |  | Coupling 1/2" NPT, Sched 40 |  |  | 0 | pc/s | [24 empty] | 0
826 | AUX-PAR_1273 |  | Coupling For Jacket Water, Expansion Line, Fabricated |  |  | 30 | pc/s | [24 empty] | 30
827 | AUX-PAR_1272 |  | Coupling For Jacket Water, Pipe Vent Pipe, Fabricated |  |  | 30 | pc/s | [24 empty] | 30
828 | ENG-SUL_1248 |  | Coupling Piece, For Cylinder Lubricating Pump K 72101, K 72103 |  |  | 8 | pc/s | [24 empty] | 8
829 | BUI-PIP_1333 |  | Coupling, 1/2" IPS HDPE Compression x 1/2" PVC Compression Transition |  |  | 0 | pc/s | [24 empty] | 0
830 | BUI-MAT_1222 |  | Coupling, Adaptor, 3/4" |  |  | 0 | pc/s | [24 empty] | 0
831 | BUI-PIP_1061 |  | Coupling, Adaptor, Female x Male, 3/4" x 1/2" |  |  | 41 | pc/s | [24 empty] | 41
832 | BUI-MAT_1237 |  | Coupling, Adaptor, Male, HDPE, 1" |  |  | 0 | pc/s | MATERIAL RECIEVED 01/07: 4 | 4 | [16 empty] | 4
833 | BUI-MAT_1238 |  | Coupling, Adaptor, Male, HDPE, 2" |  |  | 0 | pc/s | MATERIAL RECIEVED 01/07: 3 | 3 | [16 empty] | 3
834 | BUI-PIP_1062 |  | Coupling, Adaptor, Union, Male, B.I., 3/4" x 1/2" |  |  | 21 | pc/s | [24 empty] | 21
835 | BUI-PIP_1063 |  | Coupling, Airline, 3/4"(dia) |  |  | 0 | pc/s | [24 empty] | 0
836 | BUI-PIP_1065 |  | Coupling, BI, 1" |  |  | 4 | pc/s | [24 empty] | 4
837 | BUI-PIP_1064 |  | Coupling, BI, 1-1/2" |  |  | 0 | pc/s | [24 empty] | 0
838 | BUI-PIP_1066 |  | Coupling, BI, 1/2" |  |  | 0 | pc/s | [24 empty] | 0
839 | BUI-PIP_1363 |  | Coupling, BI, 2", Sch-40 |  |  | 0 | pc/s | [24 empty] | 0
840 | BUI-PIP_1310 |  | Coupling, BI, 3/4" |  |  | 2 | pc/s | [24 empty] | 2
841 | AUX-PAR_1151 |  | Coupling, Falk |  |  | 5 | pc/s | [24 empty] | 5
842 | BUI-PIP_1311 |  | Coupling, France, 3/4" |  |  | 0 | pc/s | [24 empty] | 0
843 | BUI-PIP_1331 |  | Coupling, GI, 1" |  |  | 3 | pc/s | [24 empty] | 3
844 | BUI-PIP_1285 |  | Coupling, GI, 1" |  |  | 7 | pc/s | [24 empty] | 7
845 | BUI-PIP_1067 |  | Coupling, GI, 1-1/2" |  |  | 8 | pc/s | [24 empty] | 8
846 | BUI-PIP_1068 |  | Coupling, GI, 1/2" |  |  | 0 | pc/s | [24 empty] | 0
847 | BUI-PIP_1069 |  | Coupling, GI, 2" |  |  | 2 | pc/s | [24 empty] | 2
848 | BUI-PIP_1070 |  | Coupling, GI, 2" x 4" |  |  | 0 | pc/s | [24 empty] | 0
849 | BUI-PIP_1071 |  | Coupling, GI, 3" |  |  | 4 | pc/s | [24 empty] | 4
850 | BUI-PIP_1072 |  | Coupling, GI, 3/4" |  |  | 4 | pc/s | [24 empty] | 4
851 | BUI-PIP_1359 |  | Coupling, GI, 3/4", Threaded, Female |  |  | 0 | pc/s | [24 empty] | 0
852 | BUI-PIP_1283 |  | Coupling, GI, Threaded, 2" |  |  | 0 | pc/s | [24 empty] | 0
853 | AUX-PAR_1209 |  | Coupling, HFO Circulating Pump and Motor, Fabricated, (2pcs/pair) |  |  | 0 | pair/s | [24 empty] | 0
854 | AUX-PAR_1267 |  | Coupling, Hose Fitting, Stainless, 3/4" NPT, Material: SS304 |  |  | 0 | pc/s | [24 empty] | 0
855 | AUX-PAR_1152 |  | Coupling, Hydraulic, Quick Release, Male & Female, 1/2" |  |  | 0 | set/s | [24 empty] | 0
856 | BUI-PIP_1073 |  | Coupling, Nipple 1" x 3/8" |  |  | 0 | pc/s | [24 empty] | 0
857 | ENG-PIE_1013 |  | Coupling, Parker Fittings 5/8" |  |  | 14 | pc/s | [24 empty] | 14
858 | BUI-PIP_1293 |  | Coupling, PVC, 1/2 Inches |  |  | 0 | pc/s | [24 empty] | 0
859 | BUI-PIP_1339 |  | Coupling, PVC, 1/2", Plain |  |  | 15 | pc/s | [24 empty] | 15
860 | BUI-PIP_1074 |  | Coupling, PVC, 2" |  |  | 10 | pc/s | [24 empty] | 10
861 | BUI-PIP_1075 |  | Coupling, PVC, 3" |  |  | 6 | pc/s | [24 empty] | 6
862 | BUI-PIP_1076 |  | Coupling, PVC, 4" |  |  | 17 | pc/s | [24 empty] | 17
863 | BUI-PIP_1327 |  | Coupling, PVC, 6", Series 900 |  |  | 3 | pc/s | [24 empty] | 3
864 | BUI-PIP_1077 |  | Coupling, PVC, Threaded, 3" |  |  | 6 | pc/s | [24 empty] | 6
865 | BUI-PIP_1078 |  | Coupling, Reducer, BI, 2" x 6" |  |  | 0 | pc/s | [24 empty] | 0
866 | BUI-PIP_1079 |  | Coupling, Reducer, Concentric, BI, 10" x 6" |  |  | 0 | pc/s | [24 empty] | 0
867 | BUI-PIP_1080 |  | Coupling, Reducer, Concentric, BI, 10" x 8" |  |  | 1 | pc/s | [24 empty] | 1
868 | BUI-PIP_1081 |  | Coupling, Reducer, Concentric, BI, 3/4" x 1/2" |  |  | 0 | pc/s | [24 empty] | 0
869 | BUI-PIP_1082 |  | Coupling, Reducer, Concentric, BI, 4" x 3" |  |  | 6 | pc/s | [24 empty] | 6
870 | BUI-PIP_1083 |  | Coupling, Reducer, Concentric, BI, 5" x 2" |  |  | 1 | pc/s | [24 empty] | 1
871 | BUI-PIP_1084 |  | Coupling, Reducer, Concentric, BI, 5" X 3" |  |  | 2 | pc/s | [24 empty] | 2
872 | BUI-PIP_1085 |  | Coupling, Reducer, Concentric, BI, 8" x 6" |  |  | 0 | pc/s | [24 empty] | 0
873 | BUI-PIP_1086 |  | Coupling, Reducer, Concentric, Flange, BI, 4 holes, 2" x 1-1/2" |  |  | 0 | pc/s | [24 empty] | 0
874 | BUI-PIP_1087 |  | Coupling, Reducer, Concentric, Flange, BI, 8 holes, 5" x 4" |  |  | 0 | pc/s | [24 empty] | 0
875 | BUI-PIP_1088 |  | Coupling, Reducer, Concentric, Flange, BI, 8 to 4 holes, 5" x 3" |  |  | 0 | pc/s | [24 empty] | 0
876 | BUI-MAT_1246 |  | Coupling, Reducer, HDPE, 1" x 1/2" |  |  | 0 | pc/s | [24 empty] | 0
877 | BUI-PIP_1089 |  | Coupling, Reducer, PVC, 1" x 1/2" |  |  | 0 | pc/s | [24 empty] | 0
878 | BUI-PIP_1340 |  | Coupling, Reducer, PVC, 1" x 3/4" |  |  | 1 | pc/s | [24 empty] | 1
879 | BUI-PIP_1335 |  | Coupling, Reducer, PVC, 3/4" x 1/2" |  |  | 1 | pc/s | [24 empty] | 1
880 | EIC-PAR_1066 |  | Coupling, Rigid Steel Conduit, 1" dia. |  |  | 0 | pc/s | [24 empty] | 0
881 | EIC-PAR_1065 |  | Coupling, Rigid Steel Conduit, 1-1/2" |  |  | 0 | pc/s | [24 empty] | 0
882 | EIC-PAR_1067 |  | Coupling, Rigid Steel Conduit, 1/2" dia. |  |  | 0 | pc/s | [24 empty] | 0
883 | EIC-PAR_1069 |  | Coupling, Rigid Steel Conduit, 2" dia. |  |  | 4 | pc/s | [24 empty] | 4
884 | EIC-PAR_1068 |  | Coupling, Rigid Steel Conduit, 2-1/2" dia. |  |  | 2 | pc/s | [24 empty] | 2
885 | EIC-PAR_1070 |  | Coupling, Rigid Steel Conduit, 3" dia. |  |  | 4 | pc/s | [24 empty] | 4
886 | EIC-PAR_1071 |  | Coupling, Rigid Steel Conduit, 3/4" dia. |  |  | 0 | pc/s | [24 empty] | 0
887 | AUX-PAR_1205 |  | Coupling, Rubber Bushing, OD-33mm x ID-16mm x L-21mm |  |  | 0 | pc/s | [24 empty] | 0
888 | AUX-PAR_1206 |  | Coupling, Rubber Bushing, OD-39.5mm x ID-22mm x L-22mm |  |  | 0 | pc/s | [24 empty] | 0
889 | AUX-PAR_1153 |  | Coupling, Safety,6041006, SJ 6000 |  |  | 2 | pc/s | [24 empty] | 2
890 | BUI-PIP_1357 |  | Coupling, Sleeve, 3"-Dia |  |  | 0 | pc/s | [24 empty] | 0
891 | AUX-PAR_1154 |  | Coupling, Spider, Big, 3" dia, (Fabricated) |  |  | 6 | pc/s | [24 empty] | 6
892 | ENG-PIE_1001 |  | Coupling, Splined, SS x 26.5mm x 4 mm, Spidex |  |  | 0 | pc/s | [24 empty] | 0
893 | BUI-PIP_1090 |  | Coupling, SS, 1/2" |  |  | 0 | pc/s | [24 empty] | 0
894 | BUI-PIP_1091 |  | Coupling, SS, 1/4" |  |  | 4 | pc/s | [24 empty] | 4
895 | BUI-PIP_1092 |  | Coupling, SS, 3/8" |  |  | 10 | pc/s | [24 empty] | 10
896 | BUI-PIP_1093 |  | Coupling, Union, BI, 2" |  |  | 1 | pc/s | [24 empty] | 1
897 | BUI-PIP_1356 |  | Coupling, Union, BI, 3" |  |  | 0 | pc/s | [24 empty] | 0
898 | BUI-PIP_1361 |  | Coupling, Union, BI, 3/4", Patente |  |  | 0 | pc/s | [24 empty] | 0
899 | BUI-PIP_1094 |  | Coupling, Union, BI,1-1/2" |  |  | 0 | pc/s | [24 empty] | 0
900 | BUI-PIP_1332 |  | Coupling, Union, GI, 1" |  |  | 1 | pc/s | [24 empty] | 1
901 | BUI-PIP_1095 |  | Coupling, Union, GI, 1-1/2" |  |  | 0 | pc/s | [24 empty] | 0
902 | BUI-MAT_1101 |  | Coupling, Union, GI, 1/ 2" |  |  | 0 | pc/s | [24 empty] | 0
903 | BUI-PIP_1097 |  | Coupling, Union, GI, 2" |  |  | 2 | pc/s | [24 empty] | 2
904 | BUI-PIP_1096 |  | Coupling, Union, GI, 2-1/2" |  |  | 0 | pc/s | [24 empty] | 0
905 | BUI-PIP_1098 |  | Coupling, Union, GI, 3" |  |  | 1 | pc/s | [24 empty] | 1
906 | BUI-PIP_1303 |  | Coupling, UPVC, 1" Dia |  |  | 0 | pc/s | [24 empty] | 0
907 | BUI-PIP_1099 |  | Coupling, Y, 1/2" |  |  | 1 | pc/s | [24 empty] | 1
908 | EIC-PAR_1382 |  | Cover for Empty 2nd Power Supply Slot on CISCO ISR 4400 |  |  | 0 | unit/s | [24 empty] | 0
909 | ENG-SUL_1329 |  | Cover of Oil Pan Studbolt |  |  | 114 | pc/s | [24 empty] | 114
910 | ENG-SUL_1297 |  | Cover Plate, VTR 401 / 23001 |  |  | 40 | pc/s | [24 empty] | 40
911 | ENG-SUL_1296 |  | Cover Ring (Shroud Ring) w/ Noozle, VTR 30425-2P |  |  | 4 | set/s | [24 empty] | 4
912 | FFE-PPE_1030 |  | Coverall, Ultitec 4000, 5 CE, Yellow, Large |  |  | 0 | pc/s | [24 empty] | 0
913 | CON-CHE_1039 |  | Crack Detector, Cleaner, Spotcheck, SKC-S Aerosol |  |  | 14 | can/s | [24 empty] | 14
914 | CON-CHE_1040 |  | Crack Detector, Developer, Spotcheck, SKD-S2 |  |  | 5 | can/s | [24 empty] | 5
915 | CON-CHE_1041 |  | Crack Detector, Penetrant, Spotcheck, SKL-SP2 |  |  | 2 | can/s | [24 empty] | 2
916 | AUX-PAR_1176 |  | Cushion, Rubber Metal, Westfalia Separator, 2048-1074-000 |  |  | 2 | pc/s | [24 empty] | 2
917 | CON-OFF_1016 |  | Cutter Blade, 3/4" |  |  | 0 | pc/s | [24 empty] | 0
918 | CON-OFF_1017 |  | Cutter, 3/4" |  |  | 0 | pc/s | [24 empty] | 0
919 | CON-OFF_1124 |  | Cutter, Big |  |  | 0 | pc/s | [24 empty] | 0
920 | CON-OFF_1125 |  | Cutter, Small |  |  | 0 | pc/s | [24 empty] | 0
921 | FFE-OFF_1025 |  | Cutting Mat, PVC, A4 |  |  | 0 | pc/s | [24 empty] | 0
922 | CON-FUE_1002 |  | Cutting Oil, Water Soluble, High Performance Lubricant |  |  | 0 | ltr/s | [24 empty] | 0
923 | CON-CON_1198 |  | Cutting Tip Cleaner |  |  | 0 | set/s | [24 empty] | 0
924 | CON-OFF_1123 |  | Cuuter, Small |  |  | 0 | pc/s | [24 empty] | 0
925 | CON-OEA_1047 |  | Cylinder Booster Repair Kit, Governor |  |  | 1 | Kit/s | [24 empty] | 1
926 | ENG-SUL_1270 |  | Cylinder Head (CH 2027, 2015, 2030, 2006, 2041, 2004), K 27000, K 27100 |  |  | 11 | pc/s | [24 empty] | 11
927 | ENG-SUL_1271 |  | Cylinder Head Body |  |  | 2 | unit/s | [24 empty] | 2
928 | ENG-SUL_1272 |  | Cylinder Head Cover |  |  | 4 | unit/s | [24 empty] | 4
929 | ENG-SUL_1273 |  | Cylinder Liner, K 21401 |  |  | 154 | unit/s | [24 empty] | 154
930 | ENG-SUL_1015 |  | Cylinder Pin for Nozzle Holder, K 27202 |  |  | 24 | pc/s | [24 empty] | 24
931 | AUT-HEA_1003 |  | Cylinder, Wheel |  |  | 0 | pc/s | [24 empty] | 0
932 | EIC-PAR_1337 |  | DAC GE3 Gigabit Ethernet Switch Card |  |  | 0 | pc/s | [24 empty] | 0
933 | EIC-PAR_1388 |  | DC Power Supply (Secondary PS) for CISCO ISR 4430 |  |  | 0 | unit/s | [24 empty] | 0
934 | EIC-PAR_1380 |  | DC Power Supply for CISCO ISR 4430 |  |  | 0 | unit/s | [24 empty] | 0
935 | CON-MED_1027 |  | Decolgen |  |  | 0 | tab/s | [24 empty] | 0
936 | CON-CHE_1081 |  | Degreaser, Heavy Duty, Griz Off |  |  | 0 | gal/s | [24 empty] | 0
937 | CON-CHE_1042 |  | Descalant, Heat Exchanger |  |  | 0 | ltr/s | [24 empty] | 0
938 | FFE-OFF_1026 |  | Desktop Computer, Specs: Casing With PSU, i3-7100, H110 Motherboard, 4GB Ram DDR4, 500GB HDD, a4tech Mouse With SN:PH1810035182 Model:OP-720, a4tech KeyBoard with SN:PH1810034745 Model:KRS-83 |  |  | 0 | set/s | [24 empty] | 0
939 | FFE-SSE_1006 |  | Detector, Smoke |  |  | 0 | unit/s | [24 empty] | 0
940 | CON-HOU_1024 |  | Detergent Powder |  |  | 0 | pack/s | [24 empty] | 0
941 | CON-MED_1053 |  | Dextrose, Plain NSS, Plastic Bottle, 500ml |  |  | 0 | bot/s | [24 empty] | 0
942 | CON-MED_1028 |  | Diatabs |  |  | 0 | tab/s | [24 empty] | 0
943 | TOO-HAN_1075 |  | Die Stock older for M27 x 1.5 Pitch |  |  | 0 | pc/s | [24 empty] | 0
944 | CON-FUE_1003 |  | Diesel |  |  | 5 | ltr/s | [24 empty] | 5
945 | CON-SAF_1008 |  | Diesel Tank Sign, 3M Reflectorized Sticker, 500mm x 500mm |  |  | 0 | pc/s | [24 empty] | 0
946 | ENG-SUL_1290 |  | Diffuser, 25-2P |  |  | 10 | pc/s | [24 empty] | 10
947 | FFE-TES_1007 |  | DIGI-Combined Kit: Water, TBN, Salt Viscosity, Includes: Reagent A 2 Bottles, Reagent H 1 Bottle, Reagent C 1 Bottle, Injekt-F(0.1 to 1 ml)10 pcs, Injekt(1 to 6 ml) 3 pcs, Injekt(2 to 12 ml) 3 pcs, Stirrer 1 pc, Paste-Easyship Water In Oil Test Reagent 50 |  |  | 0 | unit/s | [24 empty] | 0
948 | EIC-PAR_1396 |  | Digital Input Module DI524, 32 DI, 24V DC, 1-Wire |  |  | 0 | unit/s | [24 empty] | 0
949 | EIC-PAR_1072 |  | Digital Panel Meter, 25 Ohms, 220V |  |  | 1 | pc/s | [24 empty] | 1
950 | EIC-PAR_1073 |  | Digital Power Meter, 60Hz, 100-60-10-V3-D2-485P-X |  |  | 0 | pc/s | [24 empty] | 0
951 | EIC-PAR_1074 |  | DIN Rail (Aluminum), 1m/pc |  |  | 6 | mtr/s | [24 empty] | 6
952 | EIC-PAR_1075 |  | DIN Rail (Copper) |  |  | 0 | mtr/s | [24 empty] | 0
953 | EIC-PAR_1285 |  | Diode Module, 1200V, 57A, 2 pin, Semipack 1,PN:9056112 |  |  | 0 | pc/s | [24 empty] | 0
954 | EIC-PAR_1292 |  | Diode, Standard, Forward Polarity, 1400 V, 150 AMP, Stud Mount Type, 1/4" - 28 x 3/8" |  |  | 2 | pc/s | [24 empty] | 2
955 | EIC-PAR_1291 |  | Diode, Standard, Reverse Polarity, 1400 V, 150 AMP, Stud Mount Type, 1/4" - 28 x 3/8" |  |  | 2 | pc/s | [24 empty] | 2
956 | EIC-PAR_1452 |  | Diode, Vishay 50V 1A, 2 Pin, Single Diode Configuration, Mounting Type: Through Hole, Package Type: DO-204AL, Technology: Silicon Junction, Dimension: 5.2(L) x 2.7(W) x x2.7mm(H), Operating Junction Temperature: -50 to +150 Deg C, Part No.: 1N4001-E3/54 |  |  | 0 | pc/s | [24 empty] | 0
957 | FFE-HOU_1001 |  | Dipper (Tabo) |  |  | 0 | pc/s | [24 empty] | 0
958 | CON-AUT_1001 |  | Disc, Brake Pad |  |  | 0 | set/s | [24 empty] | 0
959 | CON-CON_1007 |  | Disc, Cutting, 12" |  |  | 10 | pc/s | [24 empty] | 10
960 | CON-CON_1193 |  | Disc, Cutting, 14" |  |  | 1 | pc/s | [24 empty] | 1
961 | CON-CON_1008 |  | Disc, Cutting, 4" x 3/32" x 5/8" |  |  | 35 | pc/s | [24 empty] | 35
962 | CON-CON_1266 |  | Disc, Cutting, 4" x 1/4" x 5/8" |  |  | 10 | pc/s | [24 empty] | 10
963 | CON-CON_1009 |  | Disc, Cutting, 7" |  |  | 0 | pc/s | [24 empty] | 0
964 | CON-CON_1259 |  | Disc, Cutting, Super Thin, 4" x 0.040" x 5/8" |  |  | 0 | pc/s | [24 empty] | 0
965 | AUX-PAR_1026 |  | Disc, Gravity, 114mm(dia) |  |  | 1 | pc/s | [24 empty] | 1
966 | AUX-PAR_1027 |  | Disc, Gravity, 66mm(dia) |  |  | 2 | pc/s | [24 empty] | 2
967 | AUX-PAR_1028 |  | Disc, Gravity, 99mm(dia) |  |  | 1 | pc/s | [24 empty] | 1
968 | CON-CON_1010 |  | Disc, Grinding, 4" x 1/4" x 5/8" |  |  | 46 | pc/s | [24 empty] | 46
969 | CON-CON_1199 |  | Disc, Grinding, 7" x 1/4" x 7/8" |  |  | 30 | pc/s | [24 empty] | 30
970 | CON-CON_1205 |  | Disc, Pencil Grinding, Cone Type, Ceramic, 1" dia x 3/8", |  |  | 0 | pc/s | [24 empty] | 0
971 | EIC-PAR_1449 |  | Disconnector Male, V2-7B |  |  | 0 | pc/s | [24 empty] | 0
972 | FFE-OFF_1024 |  | Dispenser, Tape |  |  | 0 | pc/s | [24 empty] | 0
973 | FFE-OFF_1029 |  | Dispenser, Tape, Packaging |  |  | 0 | pc/s | [24 empty] | 0
974 | CON-CHE_1083 |  | Dispersant, Oil Spill, (Hydron 200, Zeakleen Bioremediator) |  |  | 0 | pail/s | [24 empty] | 0
975 | ENG-SUL_1157 |  | Distance Piece For Indicator Valve, K 27753 / K 27018 |  |  | 12 | pc/s | [24 empty] | 12
976 | EIC-PAR_1354 |  | Distribution Circuit Breaker 19" Panel |  |  | 0 | pc/s | [24 empty] | 0
977 | EIC-PAR_1464 |  | Distribution Circuit Breaker 50A, 8 Branches, 3P, Panel |  |  | 0 | pc/s | [24 empty] | 0
978 | EIC-PAR_1502 |  | Distribution Panel, 300A, 3P, Bolt on Type, 440V/230V, Wall Mounted, 16 Branches of CB |  |  | 0 | set/s | [24 empty] | 0
979 | _6376 |  | DM Pamasko Pack - Filipino |  |  | 0 | box/s | [24 empty] | 0
980 | CON-EIC_1167 |  | Dolphs, CO-1060, Brush on Epoxy Resin Kit, (2 parts) |  |  | 0 | Kit/s | [24 empty] | 0
981 | CON-EIC_1213 |  | Dolphs, CO-1119, Catalyzed Epoxy Resin |  |  | 0 | gal/s | [24 empty] | 0
982 | BUI-MAT_1233 |  | Door Panel w/ Jamb, UPVC, 60 x 210 cm |  |  | 1 | set/s | [24 empty] | 1
983 | BUI-MAT_1027 |  | Door, Flush, With Lipping, 2100mm Height, 700mm Width, 40mm Thickness |  |  | 6 | pc/s | [24 empty] | 6
984 | BUI-MAT_1028 |  | Door, Jamb |  |  | 4 | set/s | [24 empty] | 4
985 | BUI-MAT_1252 |  | Door, Jamb, 2" x 4" (2.10m x 0.90m) |  |  | 0 | pc/s | [24 empty] | 0
986 | BUI-MAT_1029 |  | Door, Knob |  |  | 5 | pc/s | [24 empty] | 5
987 | BUI-MAT_1030 |  | Door, Panel, 2.10m x 0.90m |  |  | 0 | pc/s | [24 empty] | 0
988 | BUI-MAT_1031 |  | Door, PVC |  |  | 0 | pc/s | [24 empty] | 0
989 | ENG-PIE_1005 |  | Double Key, Gaislinger Damper |  |  | 8 | pc/s | [24 empty] | 8
990 | ENG-SUL_1243 |  | Dowel Pin, For Connecting Rod, K 33205 |  |  | 84 | pc/s | [24 empty] | 84
991 | ENG-PIE_1010 |  | Dowel Pin, Fuel Pump Drive |  |  | 18 | pc/s | [24 empty] | 18
992 | BUI-MAT_1213 |  | Drawer Slide, Base Mount, 20" Long |  |  | 0 | set/s | [24 empty] | 0
993 | CON-CON_1011 |  | Drill Bit , 1-1/16", 25mm |  |  | 0 | pc/s | [24 empty] | 0
994 | CON-CON_1290 |  | Drill Bit , 1/16" / (1.5875mm) |  |  | 0 | pc/s | [24 empty] | 0
995 | CON-CON_1014 |  | Drill Bit , 13/16", 20mm |  |  | 0 | pc/s | [24 empty] | 0
996 | CON-CON_1015 |  | Drill Bit , 17/32", 13mm |  |  | 0 | pc/s | [24 empty] | 0
997 | CON-CON_1016 |  | Drill Bit , 5/16", 8mm |  |  | 0 | pc/s | [24 empty] | 0
998 | CON-CON_1013 |  | Drill Bit , Metal, 1/2", 12mm |  |  | 2 | pc/s | [24 empty] | 2
999 | CON-CON_1017 |  | Drill Bit, 1/16" - 1/2", HSS, Twist |  |  | 0 | set/s | [24 empty] | 0
1000 | CON-EIC_1122 |  | Drill Bit, 1/4" |  |  | 0 | pc/s | [24 empty] | 0
1001 | CON-EIC_1121 |  | Drill Bit, 1/8" |  |  | 20 | pc/s | [24 empty] | 20
1002 | CON-CON_1018 |  | Drill Bit, 13mm |  |  | 0 | pc/s | [24 empty] | 0
1003 | CON-CON_1216 |  | Drill Bit, 3/16 Inch Diameter |  |  | 0 | pc/s | [24 empty] | 0
1004 | CON-CON_1235 |  | Drill Bit, 5/32" |  |  | 12 | pc/s | [24 empty] | 12
1005 | CON-CON_6373 |  | Drill bit, Concrete, 1/4" |  |  | 0 | pc/s | [24 empty] | 0
1006 | CON-CON_1020 |  | Drill Bit, concrete, 26mm |  |  | 0 | pc/s | [24 empty] | 0
1007 | CON-CON_1305 |  | Drill bit, Concrete, 6.5mm |  |  | 0 | pc/s | [24 empty] | 0
1008 | CON-CON_1347 |  | Drill Bit, High Speed Steel, 1/16" |  |  | 0 | pc/s | [24 empty] | 0
1009 | CON-CON_1348 |  | Drill Bit, High Speed Steel, 3/16" |  |  | 0 | pc/s | [24 empty] | 0
1010 | CON-CON_1287 |  | Drill Bit, Masonry, 1/2" (12mm) |  |  | 0 | pc/s | [24 empty] | 0
1011 | CON-CON_1231 |  | Drill Bit, Masonry, 1/4" |  |  | 0 | pc/s | [24 empty] | 0
1012 | CON-CON_1232 |  | Drill Bit, Masonry, 3/16" |  |  | 0 | pc/s | [24 empty] | 0
1013 | CON-CON_1288 |  | Drill Bit, Masonry, 3/8" |  |  | 0 | pc/s | [24 empty] | 0
1014 | CON-CON_1319 |  | Drill Bit, Masonry, 5/16" (8mm) |  |  | 0 | pc/s | [24 empty] | 0
1015 | CON-CON_1286 |  | Drill Bit, Metal, 14.2875mm (9/16") |  |  | 0 | pc/s | [24 empty] | 0
1016 | CON-CON_1223 |  | Drill Bit, Metal, 14mm |  |  | 0 | pc/s | [24 empty] | 0
1017 | CON-CON_1021 |  | Drill Bit, Metal, Long Series, 1", 1/2" Reduced Parallel Shank |  |  | 0 | pc/s | [24 empty] | 0
1018 | CON-CON_1022 |  | Drill Bit, Metal, Long Series, 1/4" |  |  | 0 | pc/s | [24 empty] | 0
1019 | CON-CON_1023 |  | Drill Bit, Metal, Long Series, 1/8" |  |  | 0 | pc/s | [24 empty] | 0
1020 | CON-CON_1019 |  | Drill Bit, Metal, Long Series, 3/4" |  |  | 0 | pc/s | [24 empty] | 0
1021 | CON-CON_1212 |  | Drill Bit, Metal, Tapered Shank, 22 mm |  |  | 0 | pc/s | [24 empty] | 0
1022 | TOO-POW_1007 |  | Drill Electric, Hammer Type, 16mm / 5/8", Makita, Model: M0801M |  |  | 0 | unit/s | [24 empty] | 0
1023 | TOO-POW_1006 |  | Drill, Impact, with accessories (meter tape, sockets, level bar, drill bits, metal hammer, allen screw, cutter knife) |  |  | 0 | set/s | [24 empty] | 0
1024 | AUX-PAR_1232 |  | Drive Belt, Set of Spare For Drive, Westfalia Separator, 0021-2943-890 |  |  | 2 | pc/s | [24 empty] | 2
1025 | ENG-SUL_1198 |  | DU-Bush, For Housing K 46101, K 46103 |  |  | 74 | pc/s | [24 empty] | 74
1026 | CON-HOU_1025 |  | Dustpan |  |  | 0 | pc/s | [24 empty] | 0
1027 | FFE-PPE_1002 |  | Ear Muffs |  |  | 0 | pc/s | [24 empty] | 0
1028 | FFE-PPE_1003 |  | Ear Plugs |  |  | 0 | pc/s | [24 empty] | 0
1029 | FFE-COM_1016 |  | Ear Set With Mic & PTT for SMP468, Motorola Mag-One PMLN 4442 |  |  | 1 | set/s | [24 empty] | 1
1030 | CON-CHE_1089 |  | Easyship Water in Oil Reagent Pack, Reagent A & 50pcs |  |  | 0 | pack/s | [24 empty] | 0
1031 | EIC-PAR_1336 |  | Eclipse DAC16XE1/DS1 V2 |  |  | 0 | pc/s | [24 empty] | 0
1032 | EIC-PAR_1362 |  | Eclipse Flexible Waveguide 7.125 - 8.5GHZ 900mm PDR 84 Flanges |  |  | 0 | pc/s | [24 empty] | 0
1033 | EIC-PAR_1334 |  | Eclipse Intelligent Node Unit 2RU INC IDCE Fan High Output |  |  | 0 | pc/s | [24 empty] | 0
1034 | EIC-PAR_1381 |  | Eco Friendly Green Option |  |  | 0 | lot/s | [24 empty] | 0
1035 | ENG-SUL_1090 |  | Elbow for Air Branch, K 67002 |  |  | 4 | pc/s | [24 empty] | 4
1036 | BUI-PIP_1360 |  | Elbow, BI, 45deg, 1", Short Radius, Female Threaded |  |  | 0 | pc/s | [24 empty] | 0
1037 | BUI-PIP_1360 |  | Elbow, BI, 45deg, 1", Short Radius, Female Threaded |  |  | 0 | pc/s | [24 empty] | 0
1038 | BUI-PIP_1100 |  | Elbow, BI, 45deg, 2" |  |  | 1 | pc/s | [24 empty] | 1
1039 | BUI-PIP_1329 |  | Elbow, BI, 45deg, 3" |  |  | 2 | pc/s | [24 empty] | 2
1040 | BUI-PIP_1101 |  | Elbow, BI, 45deg, 5" |  |  | 8 | pc/s | [24 empty] | 8
1041 | BUI-PIP_1104 |  | Elbow, BI, 90deg, 1" |  |  | 0 | pc/s | [24 empty] | 0
1042 | BUI-PIP_1102 |  | Elbow, BI, 90deg, 1-1/2" |  |  | 0 | pc/s | [24 empty] | 0
1043 | BUI-PIP_1366 |  | Elbow, BI, 90deg, 1-1/2", Sch-40, Welded |  |  | 0 | pc/s | [24 empty] | 0
1044 | BUI-PIP_1103 |  | Elbow, BI, 90deg, 1-1/4" |  |  | 0 | pc/s | [24 empty] | 0
1045 | BUI-PIP_1321 |  | Elbow, BI, 90deg, 1/2", MxF |  |  | 0 | pc/s | [24 empty] | 0
1046 | BUI-PIP_1105 |  | Elbow, BI, 90deg, 14" |  |  | 3 | pc/s | [24 empty] | 3
1047 | BUI-PIP_1107 |  | Elbow, BI, 90deg, 2" |  |  | 0 | pc/s | [24 empty] | 0
1048 | BUI-PIP_1106 |  | Elbow, BI, 90deg, 2-1/2" |  |  | 0 | pc/s | [24 empty] | 0
1049 | BUI-PIP_1108 |  | Elbow, BI, 90deg, 3" |  |  | 3 | pc/s | [24 empty] | 3
1050 | BUI-MAT_1187 |  | Elbow, BI, 90deg, 3/4" |  |  | 0 | pc/s | [24 empty] | 0
1051 | BUI-PIP_1109 |  | Elbow, BI, 90deg, 4" |  |  | 0 | pc/s | [24 empty] | 0
1052 | BUI-PIP_1110 |  | Elbow, BI, 90deg, 5" |  |  | 9 | pc/s | [24 empty] | 9
1053 | BUI-PIP_1328 |  | Elbow, BI, 90deg, 6" |  |  | 6 | pc/s | [24 empty] | 6
1054 | BUI-PIP_1111 |  | Elbow, BI, 90deg, 8" |  |  | 15 | pc/s | [24 empty] | 15
1055 | BUI-PIP_1369 |  | Elbow, BI, 90deg, Sched 40, 2" |  |  | 0 | pc/s | [24 empty] | 0
1056 | BUI-MAT_1240 |  | Elbow, Coupler, HDPE, 1" |  |  | 0 | pc/s | MATERIAL RECIEVED 01/07: 2 | 2 | [16 empty] | 2
1057 | BUI-MAT_1241 |  | Elbow, Coupler, HDPE, 2" |  |  | 0 | pc/s | MATERIAL RECIEVED 01/07: 5 | 5 | [16 empty] | 5
1058 | BUI-PIP_1131 |  | Elbow, Galvanized Rigid Steel Conduit, 45deg, 2" |  |  | 0 | pc/s | [24 empty] | 0
1059 | BUI-PIP_1132 |  | Elbow, Galvanized Rigid Steel Conduit, 45deg, 3" |  |  | 0 | pc/s | [24 empty] | 0
1060 | BUI-PIP_1133 |  | Elbow, Galvanized Rigid Steel Conduit, 45deg, 3/4" |  |  | 0 | pc/s | [24 empty] | 0
1061 | BUI-PIP_1129 |  | Elbow, Galvanized Rigid Steel Conduit, 90deg, 1" |  |  | 18 | pc/s | [24 empty] | 18
1062 | BUI-PIP_1130 |  | Elbow, Galvanized Rigid Steel Conduit, 90deg, 1/2" |  |  | 13 | pc/s | [24 empty] | 13
1063 | BUI-PIP_1112 |  | Elbow, GI, 45deg, 1-3/4" |  |  | 0 | pc/s | [24 empty] | 0
1064 | BUI-PIP_1298 |  | Elbow, GI, 45deg, 1/2 Inches |  |  | 0 | pc/s | [24 empty] | 0
1065 | BUI-PIP_1114 |  | Elbow, GI, 45deg, 2" |  |  | 0 | pc/s | [24 empty] | 0
1066 | BUI-PIP_1113 |  | Elbow, GI, 45deg, 2-1/2" |  |  | 0 | pc/s | [24 empty] | 0
1067 | BUI-PIP_1115 |  | Elbow, GI, 45deg, 4" |  |  | 0 | pc/s | [24 empty] | 0
1068 | BUI-PIP_1271 |  | Elbow, GI, 90deg, 1" |  |  | 15 | pc/s | [24 empty] | 15
1069 | BUI-PIP_1316 |  | Elbow, GI, 90deg, 1", ST (M x F), Heavy Duty |  |  | 0 | pc/s | [24 empty] | 0
1070 | BUI-PIP_1116 |  | Elbow, GI, 90deg, 1/2" |  |  | 0 | pc/s | [24 empty] | 0
1071 | BUI-PIP_1315 |  | Elbow, GI, 90deg, 1/2", ST (M x F), Heavy Duty |  |  | 0 | pc/s | [24 empty] | 0
1072 | BUI-PIP_1117 |  | Elbow, GI, 90deg, 10" |  |  | 0 | pc/s | [24 empty] | 0
1073 | BUI-PIP_1118 |  | Elbow, GI, 90deg, 2" |  |  | 1 | pc/s | [24 empty] | 1
1074 | BUI-PIP_1353 |  | Elbow, GI, 90deg, 3", Short Radius, Female Threaded, |  |  | 0 | pc/s | [24 empty] | 0
1075 | BUI-PIP_1284 |  | Elbow, GI, Threaded, 90deg, 2" |  |  | 0 | pc/s | [24 empty] | 0
1076 | BUI-PIP_1120 |  | Elbow, Long Radius, PVC, 90deg, 1" |  |  | 0 | pc/s | [24 empty] | 0
1077 | BUI-PIP_1119 |  | Elbow, Long Radius, PVC, 90deg, 1-1/2" |  |  | 6 | pc/s | [24 empty] | 6
1078 | BUI-PIP_1121 |  | Elbow, Long Radius, Seamless, Buttweld end, Sch 40, 90deg, 2"dia |  |  | 0 | pc/s | [24 empty] | 0
1079 | BUI-PIP_1278 |  | Elbow, Plain, UPVC, 20 mm x 1/2" |  |  | 0 | pc/s | [24 empty] | 0
1080 | BUI-PIP_1286 |  | Elbow, PVC, 45 deg, 2" |  |  | 4 | pc/s | [24 empty] | 4
1081 | BUI-PIP_1122 |  | Elbow, PVC, 45deg, 4" |  |  | 2 | pc/s | [24 empty] | 2
1082 | BUI-MAT_1239 |  | Elbow, PVC, 90deg, 1" |  |  | 0 | pc/s | MATERIAL RECIEVED 01/07: 3 | 3 | [16 empty] | 3
1083 | BUI-PIP_1123 |  | Elbow, PVC, 90deg, 1-1/2" |  |  | 5 | pc/s | [24 empty] | 5
1084 | BUI-PIP_1124 |  | Elbow, PVC, 90deg, 1-1/4" |  |  | 0 | pc/s | [24 empty] | 0
1085 | BUI-PIP_1125 |  | Elbow, PVC, 90deg, 1/2" |  |  | 18 | pc/s | [24 empty] | 18
1086 | BUI-PIP_1126 |  | Elbow, PVC, 90deg, 2" |  |  | 17 | pc/s | [24 empty] | 17
1087 | BUI-PIP_1127 |  | Elbow, PVC, 90deg, 3" |  |  | 0 | pc/s | [24 empty] | 0
1088 | BUI-PIP_1128 |  | Elbow, PVC, 90deg, 4" |  |  | 8 | pc/s | [24 empty] | 8
1089 | BUI-MAT_1098 |  | Elbow, PVC, 90deg, 6" |  |  | 3 | pc/s | [24 empty] | 3
1090 | BUI-PIP_1351 |  | Elbow, PVC, Class 150, Gray, 90deg, 3"-Dia. |  |  | 0 | pc/s | [24 empty] | 0
1091 | CON-EIC_1144 |  | Elbow, PVC, Electrical Conduit, 3/4" |  |  | 7 | pc/s | [24 empty] | 7
1092 | CON-EIC_1143 |  | Elbow, PVC, Electrical Conduit, Short, 1/2" |  |  | 0 | pc/s | [24 empty] | 0
1093 | BUI-MAT_1093 |  | Elbow, Threaded, PVC, 90 deg x 1" dia. |  |  | 0 | pc/s | [24 empty] | 0
1094 | BUI-MAT_1094 |  | Elbow, Threaded, PVC, 90 deg x 1/2" dia. |  |  | 0 | pc/s | [24 empty] | 0
1095 | CON-EIC_1189 |  | Elbow, UPVC, 90deg, 4", Long Barrel |  |  | 6 | pc/s | [24 empty] | 6
1096 | BUI-PIP_1273 |  | Elbow, UPVC, Threaded, 3/4" |  |  | 2 | pc/s | [24 empty] | 2
1097 | CON-CHE_1098 |  | Electrode Storage Solution, PN#:H170300M, 230ml |  |  | 0 | bot/s | [24 empty] | 0
1098 | TES-PAR_1001 |  | Electrode, pH Analysis, Hanna Instruments |  |  | 0 | pc/s | [24 empty] | 0
1099 | CON-CON_1024 |  | Electrode, Tungsten, 2.4mm, WC20 |  |  | 0 | pc/s | [24 empty] | 0
1100 | CON-CON_1025 |  | Electrode, Tungsten, 2.4mm, WT20 |  |  | 0 | pc/s | [24 empty] | 0
1101 | CON-CON_1027 |  | Electrode, Tungsten, 3.2mm x 175mm, WT20 |  |  | 152 | pc/s | [24 empty] | 152
1102 | CON-CON_1026 |  | Electrode, Tungsten, 3.2mm, WT20 |  |  | 0 | pc/s | [24 empty] | 0
1103 | CON-CON_1028 |  | Electrode, Welding, 1/8" x E6011 |  |  | 55 | kg/s | [24 empty] | 55
1104 | CON-CON_1029 |  | Electrode, Welding, 1/8" x E6013 |  |  | 29 | kg/s | [24 empty] | 29
1105 | CON-CON_1030 |  | Electrode, Welding, 1/8" x E7018 |  |  | 0 | kg/s | [22 empty] | 5 | 5 | 5
1106 | CON-EIC_1187 |  | Electrode, Welding, N-Ag 5R, 1.6mm, Ag-5; Cu-89; P-6 |  |  | 0 | kg/s | [24 empty] | 0
1107 | CON-CON_1031 |  | Electrode, Welding, SS 304, 2.4mm |  |  | 0 | kg/s | [24 empty] | 0
1108 | CON-CON_1032 |  | Electrode, Welding, SS 308, 2.4mm |  |  | 2 | kg/s | [24 empty] | 2
1109 | CON-CON_1033 |  | Electrode, Welding, SS 308, 2.5mm |  |  | 0 | kg/s | [24 empty] | 0
1110 | CON-CON_1034 |  | Electrode, Welding, SS 308, 3.2mm |  |  | 0 | kg/s | [24 empty] | 0
1111 | FFE-SSE_1018 |  | Emergency Light, Automatic, Rechargeable, LED, Swivel Bead, 220 VAC |  |  | 0 | unit/s | [24 empty] | 0
1112 | EIC-PAR_1429 |  | Emergency Stop Bottom |  |  | 0 | pc/s | [24 empty] | 0
1113 | CON-CON_1090 |  | Emery Cloth, # 100, Aluminum Oxide, TJ113 ( JB-5 ) |  |  | 0 | mtr/s | [24 empty] | 0
1114 | CON-CON_1091 |  | Emery Cloth, # 1000, Aluminum Oxide, TJ113 ( JB-5 ) |  |  | 0 | mtr/s | [24 empty] | 0
1115 | CON-CON_1092 |  | Emery Cloth, # 320, Aluminum Oxide, TJ113 ( JB-5 ) |  |  | 0 | mtr/s | [24 empty] | 0
1116 | CON-CON_1093 |  | Emery Cloth, # 600, Aluminum Oxide, TJ113 ( JB-5 ) |  |  | 92 | mtr/s | [24 empty] | 92
1117 | _6387 |  | Emission Test Report |  |  | 0 | set/s | [24 empty] | 0
1118 | EIC-PAR_1323 |  | Enclosure Cabinet 800 x 600 x 42RU for MWR System |  |  | 0 | unit/s | [24 empty] | 0
1119 | CON-EIC_1029 |  | End Caps, Wire, Vinyl, V-5.5 |  |  | 99 | pc/s | [24 empty] | 99
1120 | TOO-HAN_1033 |  | Engine Cleaning Gun / Spray Gun, Long Nozzle |  |  | 0 | pc/s | [24 empty] | 0
1121 | ENG-SUL_1065 |  | Engine Driven Injector Cooling Pump |  |  | 2 | pc/s | [24 empty] | 2
1122 | CON-OFF_1018 |  | Envelope, Commercial Flap, Brown |  |  | 0 | pc/s | [24 empty] | 0
1123 | CON-OFF_1019 |  | Envelope, Commercial Flap, White |  |  | 0 | pc/s | [24 empty] | 0
1124 | CON-OFF_1020 |  | Envelope, Expandable, Long |  |  | 0 | pc/s | [24 empty] | 0
1125 | CON-OFF_1021 |  | Envelope, Expandable, Short |  |  | 0 | pc/s | [24 empty] | 0
1126 | CON-OFF_1022 |  | Envelope, Letter, White, Long |  |  | 0 | pc/s | [24 empty] | 0
1127 | CON-OFF_1102 |  | Envelope, Long, Brown |  |  | 0 | pc/s | [24 empty] | 0
1128 | CON-OFF_1108 |  | Envelope, Plastic, Long |  |  | 0 | pc/s | [24 empty] | 0
1129 | CON-OFF_1109 |  | Envelope, Plastic, Short |  |  | 0 | pc/s | [24 empty] | 0
1130 | CON-OFF_1103 |  | Envelope, Short, Brown |  |  | 0 | pc/s | [24 empty] | 0
1131 | CON-OFF_1023 |  | Envelope, String and Button, Brown |  |  | 0 | pc/s | [24 empty] | 0
1132 | CON-OFF_1024 |  | Envelope, String and Button, Red |  |  | 0 | pc/s | [24 empty] | 0
1133 | CON-OFF_1025 |  | Envelope, String and Button, White |  |  | 0 | pc/s | [24 empty] | 0
1134 | AUX-PAR_1203 |  | EPC41 Card, Good Condition |  |  | 1 | unit/s | [24 empty] | 1
1135 | CON-EIC_1155 |  | Epoxy Kit |  |  | 0 | set/s | [24 empty] | 0
1136 | EIC-PAR_1477 |  | Epoxy Loaded Felt |  |  | 0 | roll/s | [24 empty] | 0
1137 | BUI-MAT_1137 |  | Equalizer Plates With 7 Bolts Holes |  |  | 0 | assy/s | [24 empty] | 0
1138 | FFE-TES_1009 |  | Equipment Case, Plastic With Infused Fiberglass, TSU-1 Resin IP67: Waterproof, Dustproof & Schockproof With pick & Pluck Foam, Weight: 2.3 kg, Interior Length 421 mm, Interior Width 292 mm, Interior Depth 139 mm, Exterior Length 450 mm, Exterior Width 350 |  |  | 0 | unit/s | [24 empty] | 0
1139 | CON-OFF_1026 |  | Eraser, Gum |  |  | 0 | pc/s | [24 empty] | 0
1140 | CON-OFF_1027 |  | Eraser, Pencil |  |  | 0 | pc/s | [24 empty] | 0
1141 | CON-OFF_1028 |  | Eraser, Rubber |  |  | 0 | pc/s | [24 empty] | 0
1142 | CON-OFF_1029 |  | Eraser, Vinyl |  |  | 0 | pc/s | [24 empty] | 0
1143 | FFE-OFF_1014 |  | Eraser, Whiteboard |  |  | 0 | pc/s | [24 empty] | 0
1144 | CON-EIC_1132 |  | Exothermic Powder KW150 |  |  | 6 | pc/s | [23 empty] | 6 | 12
1145 | ENG-SUL_1058 |  | Expansion Piece 11 Corrugations, K 81139 |  |  | 12 | pc/s | [24 empty] | 12
1146 | ENG-SUL_1057 |  | Expansion Piece 9 Corrugations, K 81137 |  |  | 54 | pc/s | [24 empty] | 54
1147 | ENG-SUL_1056 |  | Expansion Piece for Exhaust Piping -10 Corrugations, K 81138 |  |  | 8 | pc/s | [9 empty] | 1 | [5 empty] | 1 | [8 empty] | 7
1148 | TOO-HAN_1088 |  | Extension Handle, 3/8" x 3"-Long |  |  | 0 | pc/s | [24 empty] | 0
1149 | FFE-OFF_1032 |  | External HDD, 1TB, Seagate, SN#:0000026770/36564 |  |  | 0 | pc/s | [24 empty] | 0
1150 | CON-OFF_1030 |  | Fabric, Pongee |  |  | 1.5 | mtr/s | [24 empty] | 1.5
1151 | FFE-PPE_1022 |  | Faceshield, Polycarbonate Plastic (to be attach to Blue Eagle Helmet) |  |  | 0 | pc/s | [24 empty] | 0
1152 | FFE-APP_1004 |  | Fan, Exhaust, Ceiling Mounted, 12" x 12" |  |  | 1 | pc/s | [24 empty] | 1
1153 | FFE-APP_1020 |  | Fan, Exhaust, Ceiling Mounted, 8" x 8" |  |  | 0 | unit/s | [24 empty] | 0
1154 | EIC-PAR_1440 |  | Fan, Motor Blade |  |  | 0 | pc/s | [24 empty] | 0
1155 | FFE-APP_1005 |  | Fan, Tube Axial, Fan Dia. 20", Capacity 3000CFM, Static Pressure 1/2", Model FA-300-TAF |  |  | 0 | unit/s | [24 empty] | 0
1156 | CON-OFF_1031 |  | Fastener, Paper, Metal |  |  | 0 | box/s | [24 empty] | 0
1157 | CON-OFF_1032 |  | Fastener, Paper, Plastic |  |  | 0 | box/s | [24 empty] | 0
1158 | CON-CON_1325 |  | Faucet, Basin |  |  | 0 | set/s | [24 empty] | 0
1159 | CON-CON_1227 |  | Faucet, Tap Water |  |  | 1 | pc/s | [24 empty] | 1
1160 | CON-CON_1224 |  | Faucet, Urinal |  |  | 1 | pc/s | [24 empty] | 1
1161 | CON-CON_6382 |  | Faucet, Water, Brass, 1/2" |  |  | 0 | pc/s | [24 empty] | 0
1162 | CON-HOU_1065 |  | Feather Duster |  |  | 0 | pc/s | [24 empty] | 0
1163 | AUX-PAR_1193 |  | Feed Pump,Chemical, 1.40lph at 16 Bars(232psi), 1-phase, 100-230 V, 50/60 Hz, 13 Watts, IP 66, Class F Insulation, With Accessories: Foot Valve W/Strainer, Injection Valve PVC, 5 Meters PE Tubing 6mm x 4mm, 2 Meters Soft PVC Tubing 6mm x 4mm |  |  | 1 | unit/s | [24 empty] | 1
1164 | CON-EIC_1165 |  | Fiber Blanket, Ceramic, Max Temp-1260deg, Density:128kgs/m3, (25mm x 0.6m x 7.2m) |  |  | 0 | roll/s | [24 empty] | 0
1165 | EIC-PAR_1294 |  | Fiber Glass Wire Gauge 12 |  |  | 0 | mtr/s | [24 empty] | 0
1166 | BUI-PIP_1134 |  | Fiber, Insulation Rockwall |  |  | 0 | roll/s | [24 empty] | 0
1167 | BUI-MAT_1195 |  | Fiberglass Skylight, 0.5mm x 1.220mtrs x 4.0mtrs |  |  | 0 | sht/s | [24 empty] | 0
1168 | FFE-OFF_1017 |  | File Rack, Table, 3 Layers, Stainless |  |  | 0 | unit/s | [24 empty] | 0
1169 | TOO-HAN_1065 |  | File, Half Round, Fine, 10" |  |  | 0 | pc/s | [24 empty] | 0
1170 | CON-CON_1094 |  | Filler Rod, Bronze, 1/8" |  |  | 2 | kg/s | [24 empty] | 2
1171 | CON-CON_1095 |  | Filler Rod, Carbon Steel 2.4mm |  |  | 5 | kg/s | [24 empty] | 5
1172 | CON-CON_1228 |  | Filler Rod, Silver |  |  | 0 | pc/s | [24 empty] | 0
1173 | CON-CON_1096 |  | Filler Rod, Stainless Steel 308L, 1.6mm |  |  | 2 | kg/s | [24 empty] | 2
1174 | CON-CON_1344 |  | Filler, Wood, Fulla Tite |  |  | 0 | ltr/s | [24 empty] | 0
1175 | AUX-PAR_1156 |  | Filter Element |  |  | 1 | pc/s | [24 empty] | 1
1176 | AUX-PAR_1155 |  | Filter Element, Compressed Air, |  |  | 2 | pc/s | [24 empty] | 2
1177 | AUX-PAR_1157 |  | Filter Element, Compressed Air, 10 Micron |  |  | 6 | pc/s | [24 empty] | 6
1178 | BUI-PIP_1135 |  | Filter, Cartridge, PP Sediment, 20 Micron |  |  | 54 | pc/s | [24 empty] | 54
1179 | AUX-PAR_1158 |  | Filter, Complete - Inlet |  |  | 2 | pc/s | [24 empty] | 2
1180 | AUX-PAR_1161 |  | Filter, Stainless, 1" x 25" x 25" |  |  | 0 | pc/s | [24 empty] | 0
1181 | FFE-SSE_1033 |  | Fire Alarm Bell, 24V, Conventional |  |  | 0 | pc/s | [24 empty] | 0
1182 | CON-SAF_1003 |  | Fire Exit Sign, Reflectorized, Left, 30cm x 10cm |  |  | 0 | pc/s | [24 empty] | 0
1183 | CON-SAF_1004 |  | Fire Exit Sign, Reflectorized, Right, 30cm x 10cm |  |  | 0 | pc/s | [24 empty] | 0
1184 | FFE-SSE_1007 |  | Fire Extinguisher 10lbs, ABC |  |  | 0 | unit/s | [24 empty] | 0
1185 | FFE-SSE_1008 |  | Fire Extinguisher 20lbs, ABC |  |  | 0 | unit/s | [24 empty] | 0
1186 | FFE-SSE_1009 |  | Fire Extinguisher 50lbs, ABC |  |  | 0 | unit/s | [24 empty] | 0
1187 | FFE-SSE_1010 |  | Fire Extinguisher 50lbs, ABC |  |  | 0 | unit/s | [24 empty] | 0
1188 | FFE-SSE_1047 |  | Fire Extinguisher Cylinder, 100lbs |  |  | 0 | pc/s | [24 empty] | 0
1189 | FFE-SSE_1029 |  | Fire Extinguisher, CO2 (Carbon Dioxide), 10lbs |  |  | 0 | cyl/s | [24 empty] | 0
1190 | FFE-SSE_1028 |  | Fire Extinguisher, Dry Chemical, 10lbs, ABC |  |  | 0 | cyl/s | [24 empty] | 0
1191 | FFE-SSE_1032 |  | Fire Extinguisher, Dry Chemical, ABC, 3lbs / 1.3kg, |  |  | 1 | cyl/s | [24 empty] | 1
1192 | FFE-SSE_1056 |  | Fire Extinguisher, HCFC 123, 10 Lbs |  |  | 0 | cyl/s | [24 empty] | 0
1193 | CON-OFF_1131 |  | Flag, Philippines, 3ft x 5ft, Nylon |  |  | 0 | pc/s | [24 empty] | 0
1194 | CON-MED_1029 |  | Flammazine Cream, 20g |  |  | 0 | bot/s | [24 empty] | 0
1195 | ENG-SUL_1301 |  | Flange Cover |  |  | 4 | pc/s | [24 empty] | 4
1196 | ENG-SUL_1062 |  | Flange for Air Branches K67002 & K67003, K 67004 |  |  | 18 | pc/s | [24 empty] | 18
1197 | BUI-PIP_1137 |  | Flange, Blind, 8 holes, 6" |  |  | 2 | pc/s | [24 empty] | 2
1198 | BUI-PIP_1325 |  | Flange, Flat Faced, 6 Holes, 5" |  |  | 0 | pc/s | [24 empty] | 0
1199 | BUI-MAT_1127 |  | Flange, Flat Faced, Fabricated, 8", 6 Holes |  |  | 12 | pc/s | [24 empty] | 12
1200 | BUI-PIP_1138 |  | Flange, Flat-Faced, 12 holes, 10" |  |  | 0 | pc/s | [24 empty] | 0
1201 | BUI-PIP_1139 |  | Flange, Flat-Faced, 12 holes, 12" |  |  | 4 | pc/s | [24 empty] | 4
1202 | BUI-PIP_1141 |  | Flange, Flat-Faced, 12 Holes, 13" |  |  | 2 | pc/s | [24 empty] | 2
1203 | BUI-PIP_1140 |  | Flange, Flat-Faced, 12 holes, 13-1/2" |  |  | 0 | pc/s | [24 empty] | 0
1204 | BUI-PIP_1142 |  | Flange, Flat-Faced, 12 Holes, 14" |  |  | 0 | pc/s | [24 empty] | 0
1205 | BUI-PIP_1143 |  | Flange, Flat-Faced, 300lbs, 8 holes, 4" |  |  | 1 | pc/s | [24 empty] | 1
1206 | BUI-PIP_1144 |  | Flange, Flat-Faced, 4 holes, 1" |  |  | 0 | pc/s | [24 empty] | 0
1207 | BUI-PIP_1145 |  | Flange, Flat-Faced, 4 holes, 2" |  |  | 0 | pc/s | [24 empty] | 0
1208 | BUI-PIP_1146 |  | Flange, Flat-Faced, 4 holes, 3" |  |  | 0 | pc/s | [24 empty] | 0
1209 | BUI-PIP_1367 |  | Flange, Flat-Faced, 4 holes, Balck Iron, 2" |  |  | 0 | pc/s | [24 empty] | 0
1210 | BUI-PIP_1147 |  | Flange, Flat-Faced, 6 holes, 2-1/2" |  |  | 0 | pc/s | [24 empty] | 0
1211 | BUI-PIP_1149 |  | Flange, Flat-Faced, 8 holes, 3" |  |  | 3 | pc/s | [24 empty] | 3
1212 | BUI-PIP_1148 |  | Flange, Flat-Faced, 8 holes, 3-1/4" |  |  | 0 | pc/s | [24 empty] | 0
1213 | BUI-PIP_1150 |  | Flange, Flat-Faced, 8 Holes, 4-1/2" |  |  | 1 | pc/s | [24 empty] | 1
1214 | BUI-PIP_1151 |  | Flange, Flat-Faced, 8 holes, 8" |  |  | 1 | pc/s | [24 empty] | 1
1215 | BUI-PIP_1152 |  | Flange, Flat-Faced, Aluminum, 12 holes, 12-1/2" |  |  | 2 | pc/s | [24 empty] | 2
1216 | BUI-PIP_1330 |  | Flange, Flat-Faced, Raised-Faced, 12 Holes, 10" |  |  | 1 | pc/s | [24 empty] | 1
1217 | BUI-PIP_1153 |  | Flange, Flat-Faced, Raised-Faced, 12 Holes, 11" |  |  | 0 | pc/s | [24 empty] | 0
1218 | BUI-PIP_1154 |  | Flange, Flat-Faced, Special, 300lbs, 12 holes, 7-1/2" |  |  | 2 | pc/s | [24 empty] | 2
1219 | BUI-PIP_1155 |  | Flange, Flat-Faced, Special, 300lbs, 12 holes, 8-1/2" |  |  | 5 | pc/s | [24 empty] | 5
1220 | BUI-PIP_1156 |  | Flange, Flat-Faced, Special, 8 holes, 8-1/2" |  |  | 0 | pc/s | [24 empty] | 0
1221 | BUI-PIP_1157 |  | Flange, Flat-Faced, Threaded, SS, 8 holes, 3" |  |  | 1 | pc/s | [24 empty] | 1
1222 | ENG-SUL_1237 |  | Flange, For Fuel Injection Pump, K 55019 |  |  | 10 | pc/s | [24 empty] | 10
1223 | ENG-SUL_1190 |  | Flange, For Fuel Injection Valve, K 27026 |  |  | 70 | pc/s | [24 empty] | 70
1224 | BUI-PIP_1158 |  | Flange, Oval, Fabricated |  |  | 20 | pc/s | [24 empty] | 20
1225 | BUI-PIP_1159 |  | Flange, Oval, Sample |  |  | 0 | pc/s | [24 empty] | 0
1226 | BUI-PIP_1345 |  | Flange, Raised Face, BI, Slip-on, 150lbs, 8 Holes, 6" |  |  | 0 | pc/s | [24 empty] | 0
1227 | BUI-PIP_1346 |  | Flange, Raised Face, BI, Slip-on, 150lbs, 8 Holes, 8" |  |  | 0 | pc/s | [24 empty] | 0
1228 | BUI-PIP_1347 |  | Flange, Raised Face, BI, Slip-on,150lbs, 4 Holes, 1" |  |  | 0 | pc/s | [24 empty] | 0
1229 | BUI-PIP_1160 |  | Flange, Raised Face, BI, Slip-on,150lbs, 4 Holes, 2" |  |  | 0 | pc/s | [24 empty] | 0
1230 | BUI-PIP_1161 |  | Flange, Raised-Faced, Threaded, 8 holes, 6" |  |  | 2 | pc/s | [24 empty] | 2
1231 | BUI-PIP_1301 |  | Flange, Slip-on, BI, 4 Holes, 1-1/2", Class 150 |  |  | 10 | pc/s | [24 empty] | 10
1232 | BUI-PIP_1162 |  | Flange, Wide, H-beam, 13lbs, 1/4"T x 4" x 4" x 20 |  |  | 0 | lgth/s | [24 empty] | 0
1233 | BUI-PIP_1163 |  | Flange, Wide, H-beam, 13lbs, 11mmT x 8" x 8" x 20 |  |  | 0 | lgth/s | [24 empty] | 0
1234 | BUI-PIP_1164 |  | Flange, Wide, H-beam, 13lbs, 3/8"T x 4" x 4" x 20 |  |  | 0 | lgth/s | [24 empty] | 0
1235 | BUI-MAT_1123 |  | Flange, Wide, H-beam, 15lbs, 3/8"T x 4" x 8" x 20 ft |  |  | 0 | lgth/s | [24 empty] | 0
1236 | BUI-MAT_1109 |  | Flange, Wide, H-beam, 15lbs, 3/8"T x 6" x 6" x 20 ft |  |  | 0 | lgth/s | [24 empty] | 0
1237 | BUI-PIP_1165 |  | Flange, Wide, H-Beam, 20lbs, 6" x 6" x 20 |  |  | 0 | lgth/s | [24 empty] | 0
1238 | BUI-MAT_1108 |  | Flange, Wide, H-beam, 25lbs, 3/8"T x 6" x 6" x 20 ft |  |  | 4 | lgth/s | [24 empty] | 4
1239 | BUI-PIP_1166 |  | Flange, Wide, H-beam, 31lbs, 8" x 8" x 20 |  |  | 0 | lgth/s | [24 empty] | 0
1240 | FFE-OFF_1022 |  | Flash Drive, USB 2.0, 16GB |  |  | 0 | pc/s | [24 empty] | 0
1241 | FFE-SSE_1019 |  | Flashlight, Portable Spotlight |  |  | 0 | pc/s | [24 empty] | 0
1242 | FFE-SSE_1020 |  | Flashlight, Tactical |  |  | 0 | can/s | [24 empty] | 0
1243 | EIC-PAR_1476 |  | Flat Cord, Braided, Polyester |  |  | 0 | roll/s | [24 empty] | 0
1244 | CON-CHE_1043 |  | Flaw & Crack Detector Penetrant (Spanjard) |  |  | 8 | bot/s | [24 empty] | 8
1245 | EIC-PAR_1369 |  | Flex Twist Hanger Assembly |  |  | 0 | pc/s | [24 empty] | 0
1246 | ENG-PIE_1015 |  | Flexible Coupling Broche, Timing Gears |  |  | 4 | set/s | [24 empty] | 4
1247 | ENG-SUL_1206 |  | Flexible Rodding Complete, K 45001 |  |  | 2 | pc/s | [24 empty] | 2
1248 | CON-CON_1277 |  | Flo, Lacquer |  |  | 0 | ltr/s | [24 empty] | 0
1249 | EIC-PAR_1331 |  | Flood Light, Explosion Proof Platform Light 200W, Warm White |  |  | 1 | unit/s | [24 empty] | 1
1250 | FFE-SSE_1055 |  | Flood Lights, LED, AC Single Phase, 17000 Lumens, 6500K x 367 x 86 x 337m, 30000hrs, IP65, 200W, 220V, Model: ANXFL-D200DL |  |  | 0 | set/s | [24 empty] | 0
1251 | CON-EIC_1096 |  | Flood Lights, LED, Industrial Explosion Proof Outdoor Type (Weatherproof), Warm White, 50W, 220V |  |  | 0 | pc/s | [24 empty] | 0
1252 | CON-EIC_1095 |  | Flood Lights, LED, Industrial Outdoor Type (Weatherproof), Warm White, 50W, 220V |  |  | 0 | pc/s | [24 empty] | 0
1253 | CON-EIC_1117 |  | Flood Lights, LED, Warm White, 200W, 265V |  |  | 0 | set/s | [24 empty] | 0
1254 | CON-HOU_1026 |  | Floormat, Plastic |  |  | 0 | pc/s | [24 empty] | 0
1255 | CON-HOU_1027 |  | Floormat, Rubber |  |  | 0 | pc/s | [24 empty] | 0
1256 | CON-EIC_1030 |  | Flourescent, Holder |  |  | 0 | pair/s | [24 empty] | 0
1257 | CON-EIC_1031 |  | Flourescent, Holder with Tube, 18W |  |  | 0 | set/s | [24 empty] | 0
1258 | CON-EIC_1032 |  | Flourescent, Tube, 220Vac, 18W |  |  | 0 | tube/s | [24 empty] | 0
1259 | CON-EIC_1033 |  | Flourescent, Tube, 220Vac, 36W |  |  | 0 | tube/s | [24 empty] | 0
1260 | CON-EIC_1034 |  | Flourescent, Tube, 220Vac, 40W |  |  | 0 | tube/s | [24 empty] | 0
1261 | CON-EIC_1035 |  | Flourescent, Tube, 8W, T5 |  |  | 0 | pc/s | [24 empty] | 0
1262 | BUI-PIP_1167 |  | Flow Meter, 1-1/4" |  |  | 0 | pc/s | [24 empty] | 0
1263 | BUI-PIP_1371 |  | Flow Meter, 2" (50mm), Cast Iron, Body Flange Type, w/bolts nuts and gaskets, 10 Bars, |  |  | 0 | unit/s | [24 empty] | 0
1264 | BUI-PIP_1168 |  | Flow Meter, 6" |  |  | 1 | pc/s | [24 empty] | 1
1265 | AUX-PAR_1252 |  | Flow Meter, Top Cover, Westfalia Separator, 0-4000L/hr |  |  | 2 | pc/s | [24 empty] | 2
1266 | CON-AUT_1026 |  | Fluid, Brake |  |  | 0 | bot/s | [24 empty] | 0
1267 | CON-EIC_1036 |  | Fluid, Red Gauge, 1oz, (Dwyer) |  |  | 3 | bot/s | [24 empty] | 3
1268 | FFE-TES_1008 |  | Fluke 376 True RMS, AC/DC Clamp Meter |  |  | 0 | unit/s | [24 empty] | 0
1269 | FFE-TES_1011 |  | Fluke 62Max+, Digital Infrared, Thermometer, Dual Laser, Temperature Range: -30 to +650 Deg. C. Dust, water Proof, IP54 Resistance, Rugged 2 meter drop tester |  |  | 0 | unit/s | [24 empty] | 0
1270 | FFE-TES_1005 |  | Fluke 712 RTD Process Calibrator |  |  | 0 | unit/s | [24 empty] | 0
1271 | CON-EIC_1037 |  | Fluorescent, Ballast, 220Vac, 18W |  |  | 0 | pc/s | [24 empty] | 0
1272 | CON-EIC_1038 |  | Fluorescent, Ballast, 220Vac, 36W |  |  | 0 | pc/s | [24 empty] | 0
1273 | CON-EIC_1039 |  | Fluorescent, Ballast, 220Vac, 40W |  |  | 0 | pc/s | [24 empty] | 0
1274 | CON-EIC_1040 |  | Fluorescent, Starter, FSU, 4-65 Watts |  |  | 0 | pc/s | [24 empty] | 0
1275 | FFE-STA_1003 |  | Foam Mattress, Double |  |  | 0 | sht/s | [24 empty] | 0
1276 | FFE-STA_1004 |  | Foam Mattress, Single |  |  | 1 | sht/s | [24 empty] | 1
1277 | CON-HOU_1058 |  | Foam, 2" Thick x 36" Width x 75" Length |  |  | 0 | sht/s | [24 empty] | 0
1278 | CON-HOU_1028 |  | Foam, 2" Thick x 44" Width x 80" Length |  |  | 0 | sht/s | [24 empty] | 0
1279 | CON-HOU_1029 |  | Foam, 4" Thick |  |  | 0 | sht/s | [24 empty] | 0
1280 | CON-EIC_1154 |  | Foil, Aluminum, Reinforced, 3 Way, 1.25 mtrs (W) x 120 mtrs (L) |  |  | 0 | roll/s | [24 empty] | 0
1281 | CON-OFF_1033 |  | Folder, Long, Brown |  |  | 0 | pc/s | [24 empty] | 0
1282 | CON-OFF_1034 |  | Folder, Long, White |  |  | 0 | pc/s | [24 empty] | 0
1283 | CON-OFF_1035 |  | Folder, Organizer, Long |  |  | 0 | pc/s | [24 empty] | 0
1284 | CON-OFF_1036 |  | Folder, Short, Brown |  |  | 0 | pc/s | [24 empty] | 0
1285 | CON-OFF_1037 |  | Folder, Short, White |  |  | 0 | pc/s | [24 empty] | 0
1286 | FFE-MED_1005 |  | Forcep, Kelly, Straight, 14 cm |  |  | 0 | pc/s | [24 empty] | 0
1287 | ENG-SUL_1217 |  | Forked Lever, K 45025 |  |  | 4 | pc/s | [24 empty] | 4
1288 | CON-CHE_1077 |  | Form-in Place Sealant, Skintight Blue, 7 1/4 oz |  |  | 0 | bot/s | [24 empty] | 0
1289 | BUI-MAT_1214 |  | Formica Board, White Board Film, Laminated, 4ft x 8ft |  |  | 0 | sht/s | [24 empty] | 0
1290 | TOO-HAN_1021 |  | Frame, Hacksaw, Fits 8", 10", 12" Blade |  |  | 0 | pc/s | [24 empty] | 0
1291 | ENG-SUL_1016 |  | Fuel Branch for Fuel Pressure Line, K 27253 |  |  | 24 | pc/s | [24 empty] | 24
1292 | ENG-SUL_1036 |  | Fuel Cam for Camshaft, K 42150 |  |  | 14 | pc/s | [24 empty] | 14
1293 | ENG-SUL_1006 |  | Fuel Discharge Pipe, DN20, K 87161 |  |  | 23 | pc/s | [24 empty] | 23
1294 | ENG-SUL_1051 |  | Fuel Discharge Pipe, K 87161 |  |  | 6 | pc/s | [24 empty] | 6
1295 | AUT-HEA_1010 |  | Fuel Filter, 33358 |  |  | 0 | pc/s | [24 empty] | 0
1296 | AUT-TRA_1001 |  | Fuel Filter, FC-208A |  |  | 0 | pc/s | [24 empty] | 0
1297 | ENG-SUL_1274 |  | Fuel Injection Pump Complete, K 55000 |  |  | 4 | unit/s | [24 empty] | 4
1298 | ENG-SUL_1276 |  | Fuel Injector |  |  | 0 | pc/s | [24 empty] | 0
1299 | ENG-SUL_1012 |  | Fuel Pipe Complete with Delivery Valve, Enforced Execution, K 27250 |  |  | 24 | pc/s | [24 empty] | 24
1300 | ENG-SUL_1181 |  | Fuel Pressure, K 27251 |  |  | 50 | pc/s | [24 empty] | 50
1301 | AUX-PAR_1210 |  | Fuel Rack Stopper, Fabricated |  |  | 0 | pc/s | [24 empty] | 0
1302 | ENG-SUL_1007 |  | Fuel Supply Pipe, DN20, K 87160 |  |  | 24 | pc/s | [24 empty] | 24
1303 | CON-SAF_1007 |  | Fuel Tank Sign, 3M Reflectorized Sticker, 500mm x 500mm |  |  | 0 | pc/s | [24 empty] | 0
1304 | _6383 |  | Fukuda Blender |  |  | 0 | box/s | [24 empty] | 0
1305 | _6382 |  | Fukuda Dry Iron |  |  | 0 | box/s | [24 empty] | 0
1306 | _6381 |  | Fukuda Plastic Stand Fan |  |  | 0 | box/s | [24 empty] | 0
1307 | CON-EIC_1041 |  | Fuse Link, 500Vac |  |  | 10 | pc/s | [24 empty] | 10
1308 | CON-EIC_1042 |  | Fuse, 15.5kV |  |  | 0 | pc/s | [24 empty] | 0
1309 | CON-EIC_1202 |  | Fuse, 25Amps |  |  | 0 | pc/s | [24 empty] | 0
1310 | CON-EIC_1043 |  | Fuse, Cartridge, 5A |  |  | 0 | pc/s | [24 empty] | 0
1311 | EIC-PAR_1494 |  | Fuse, High Voltage HRC, Heavy Duty, 8000A |  |  | 0 | pc/s | [24 empty] | 0
1312 | CON-EIC_1044 |  | Fuse, Miniature, 0.5A |  |  | 0 | pc/s | [24 empty] | 0
1313 | FFE-HEA_1001 |  | FUSO, Dropside Truck w/ Crane/Boom, Canter, 1988 |  |  | 0 | unit/s | [24 empty] | 0
1314 | EIC-PAR_1471 |  | G.E. Separators 0.5 mm x 17.5 mm x 795 mm |  |  | 0 | lgth/s | [24 empty] | 0
1315 | EIC-PAR_1470 |  | G.E. Separators 1.0 mm x 17.5 mm x 795 mm |  |  | 0 | lgth/s | [24 empty] | 0
1316 | EIC-PAR_1472 |  | G.E. Separators 2.0 mm x 17.5 mm x 795 mm |  |  | 0 | lgth/s | [24 empty] | 0
1317 | EIC-PAR_1474 |  | G.E. Separators 3.0 mm x 17.5 mm x 795 mm |  |  | 0 | lgth/s | [24 empty] | 0
1318 | ENG-SUL_1277 |  | Gas Inlet Casing |  |  | 4 | pair/s | [24 empty] | 4
1319 | ENG-SUL_1002 |  | Gas Inlet Copper Packing, Fabricated |  |  | 19 | pc/s | [24 empty] | 19
1320 | ENG-SUL_1320 |  | Gasket for Jacket Water Thermostatic Valve |  |  | 72 | pc/s | [24 empty] | 72
1321 | CON-OEA_1001 |  | Gasket Maker, Red Silicon |  |  | 0 | tube/s | [24 empty] | 0
1322 | CON-OEA_1002 |  | Gasket Maker, Set |  |  | 0 | set/s | [24 empty] | 0
1323 | CON-OEA_1003 |  | Gasket Maker, Slow Dry |  |  | 0 | tube/s | [24 empty] | 0
1324 | CON-OEA_1004 |  | Gasket Maker, Slow Dry, RTV Silicon |  |  | 0 | tube/s | [24 empty] | 0
1325 | AUX-PAR_1029 |  | Gasket, Airhead, (Top/Bottom) |  |  | 4 | pc/s | [24 empty] | 4
1326 | CON-OEA_1005 |  | Gasket, Aramid Fiber, Green, 0.4mm x 1.5m x 1.5m |  |  | 0 | sht/s | [24 empty] | 0
1327 | CON-OEA_1006 |  | Gasket, Aramid Fiber, Green, 0.8mm x 1.5m x 1.5m |  |  | 0 | sht/s | [24 empty] | 0
1328 | CON-OEA_1008 |  | Gasket, Carbon, High Heat, Black, 1/8" x 1.5m x 1.5m |  |  | 0 | sht/s | [24 empty] | 0
1329 | CON-OEA_1007 |  | Gasket, Carbon, w/ Wire Reinforcement, Black, 1/4" x 1.5m x 1.5m |  |  | 17 | sht/s | [24 empty] | 17
1330 | CON-OEA_1013 |  | Gasket, Compressed, Non Asbestos, w/ Wire Insertion, Black, 1/8" x 1.5m x 1.5m |  |  | 15 | sht/s | [24 empty] | 15
1331 | CON-OEA_1014 |  | Gasket, Compressed, Non-Asbestos, w/ Wire Reinforcement, Green, 1/16" x 1.5m x 1.5m |  |  | 5 | sht/s | [24 empty] | 5
1332 | CON-OEA_1016 |  | Gasket, Compressed, Non-Asbestos, w/ Wire Reinforcement, Green, 1/4" x 1.5m x 1.5m |  |  | 5 | sht/s | [24 empty] | 5
1333 | CON-OEA_1015 |  | Gasket, Compressed, Non-Asbestos, w/ Wire Reinforcement, Green, 1/8" x 1.5m x 1.5m |  |  | 0 | sht/s | [24 empty] | 0
1334 | CON-OEA_1009 |  | Gasket, Compressed, Rubber, w/ Wire Insertion, Black, High Pressure, 1/8" x 1.5m x 1.5m |  |  | 2 | sht/s | [24 empty] | 2
1335 | CON-OEA_1010 |  | Gasket, Compressed, w/ Wire Insertion, Black, 1/16" x 1.5m x 1.5m |  |  | 2 | sht/s | [24 empty] | 2
1336 | CON-OEA_1011 |  | Gasket, Compressed, w/ Wire Insertion, Black, 1/32 x 1.5 x 1.5mm |  |  | 0 | sht/s | [24 empty] | 0
1337 | CON-OEA_1017 |  | Gasket, Compressed, w/o Wire Insertion, Black, 1/32 x 1.5 x 1.5 |  |  | 0 | sht/s | [24 empty] | 0
1338 | CON-OEA_1018 |  | Gasket, Compressed, w/o Wire Insertion, Green, 1/16" x 1.5m x 1.5m |  |  | 5 | sht/s | [24 empty] | 5
1339 | CON-OEA_1019 |  | Gasket, Compressed, w/o Wire Insertion, Green, 1/8" x 1.5m x 1.5m |  |  | 0 | sht/s | [24 empty] | 0
1340 | CON-OEA_1012 |  | Gasket, Compressed,Non-Asbestos, w/ Wire Reinforcement, Black, 1/4" x 1.5m x 1.5m |  |  | 2 | sht/s | [24 empty] | 2
1341 | AUX-PAR_1030 |  | Gasket, Flange |  |  | 3 | pc/s | [24 empty] | 3
1342 | ENG-PIE_1003 |  | Gasket, Fuel Pump Drive, 01.032.0027.00 |  |  | 16 | pc/s | [24 empty] | 16
1343 | CON-CHE_1044 |  | Gasket, Liquid, 1104 NEO, 80g |  |  | 0 | tube/s | [24 empty] | 0
1344 | CON-CHE_1045 |  | Gasket, Liquid, Three Bond 1212, White, 100g |  |  | 14 | tube/s | [24 empty] | 14
1345 | CON-CHE_1046 |  | Gasket, Liquid, Three Bond 1215, Gray, 250g |  |  | 5 | tube/s | [24 empty] | 5
1346 | AUX-PAR_1031 |  | Gasket, Ring, Jacket Water |  |  | 0 | pc/s | [24 empty] | 0
1347 | AUX-PAR_1032 |  | Gasket, Ring, Lube oil |  |  | 0 | pc/s | [24 empty] | 0
1348 | AUX-PAR_1033 |  | Gasket, Set |  |  | 1 | set/s | [24 empty] | 1
1349 | AUX-PAR_1034 |  | Gasket, Set A/Set B |  |  | 1 | set/s | [24 empty] | 1
1350 | AUX-PAR_1248 |  | Gasket, Set of Spare for Bowl, Westfalia Separator, 0007-1861-750 |  |  | 8 | pc/s | [24 empty] | 8
1351 | AUX-PAR_1255 |  | Gasket, Set of Spare for Bowl, Westfalia Separator, 0007-2124-750 |  |  | 2 | pc/s | [24 empty] | 2
1352 | AUX-PAR_1243 |  | Gasket, Set of Spare for Bowl, Westfalia Separator, 0007-2393-750 |  |  | 4 | pc/s | [24 empty] | 4
1353 | AUX-PAR_1242 |  | Gasket, Set of Spare for Bowl, Westfalia Separator, 0007-2420-750 |  |  | 4 | pc/s | [24 empty] | 4
1354 | AUX-PAR_1172 |  | Gasket, Set of Spare for Bowl, Westfalia Separator, 0007-2421-750 |  |  | 10 | pc/s | [24 empty] | 10
1355 | AUX-PAR_1246 |  | Gasket, Set of Spare for Bowl, Westfalia Separator, 0007-2572-750 |  |  | 2 | pc/s | [24 empty] | 2
1356 | AUX-PAR_1244 |  | Gasket, Set of Spare for Bowl, Westfalia Separator, 0007-2601-750 |  |  | 4 | pc/s | [24 empty] | 4
1357 | AUX-PAR_1247 |  | Gasket, Set of Spare for Bowl, Westfalia Separator, 0007-2608-750 |  |  | 4 | pc/s | [24 empty] | 4
1358 | AUX-PAR_1249 |  | Gasket, Set of Spare for Bowl, Westfalia Separator, 0007-2944-750 |  |  | 2 | pc/s | [24 empty] | 2
1359 | AUX-PAR_1174 |  | Gasket, Set of Spare for Bowl, Westfalia Separator, 0007-3153-750 |  |  | 14 | pc/s | [24 empty] | 14
1360 | AUX-PAR_1245 |  | Gasket, Set of Spare for Bowl, Westfalia Separator, 0007-3348-840 |  |  | 2 | pc/s | [24 empty] | 2
1361 | AUX-PAR_1238 |  | Gasket, Set of Spare for Bowl, Westfalia Separator, 0007-3349-840 |  |  | 2 | pc/s | [24 empty] | 2
1362 | AUX-PAR_1240 |  | Gasket, Set of Spare for Bowl, Westfalia Separator, 0007-3469-750 |  |  | 4 | pc/s | [24 empty] | 4
1363 | AUX-PAR_1241 |  | Gasket, Set of Spare for Bowl, Westfalia Separator, 0007-3470-750 |  |  | 2 | pc/s | [24 empty] | 2
1364 | AUX-PAR_1237 |  | Gasket, Set of Spare For Drive, Westfalia Separator, 0007-2599-750 |  |  | 2 | pc/s | [24 empty] | 2
1365 | AUX-PAR_1236 |  | Gasket, Set of Spare For Drive, Westfalia Separator, 0007-2646-750 |  |  | 2 | pc/s | [24 empty] | 2
1366 | AUX-PAR_1251 |  | Gasket, Top Cover, Westfalia Separator, 0007-1936-750 |  |  | 4 | pc/s | [24 empty] | 4
1367 | AUX-PAR_1253 |  | Gasket, Top Cover, Westfalia Separator, 0007-2620-750 |  |  | 2 | pc/s | [24 empty] | 2
1368 | ENG-SUL_1309 |  | Gasket, VTR 5878 |  |  | 44 | pc/s | [24 empty] | 44
1369 | AUX-PAR_1175 |  | Gasket, Westfalia Separator, 0007-2925-750 |  |  | 9 | pc/s | [24 empty] | 9
1370 | AUX-PAR_1173 |  | Gasket, Westfalia Separator, 0007-3349-750 |  |  | 4 | pc/s | [24 empty] | 4
1371 | CON-FUE_1004 |  | Gasoline |  |  | 20 | ltr/s | [24 empty] | 20
1372 | EIC-PAR_1265 |  | Gauge, Pressure, 0 - 14 BAR |  |  | 0 | pc/s | [24 empty] | 0
1373 | AUX-PAR_1277 |  | Gauge, Pressure, 0-100 PSI, Dial Face - 2", 1/4 NPT, Back Mounted |  |  | 0 | pc/s | [24 empty] | 0
1374 | EIC-PAR_1392 |  | Gauge, Pressure, 0-100psi/0-7bars, 4"dia, Dial Face, 1/4" NPT |  |  | 0 | pc/s | [24 empty] | 0
1375 | EIC-PAR_1443 |  | Gauge, Pressure, 0-10bars/0-145psi, SS Adapter 1/4 x 1/2npt |  |  | 0 | pc/s | [24 empty] | 0
1376 | FFE-SSE_1036 |  | Gauge, Pressure, 0-160 PSI/Bar, Made In USA, Dial Face: 4", ALL SS304, Bottom Connection, 1/4 NPT With Fittings, (1/4F x 1/2M) |  |  | 0 | pc/s | [24 empty] | 0
1377 | FFE-SSE_1035 |  | Gauge, Pressure, 0-160 PSI/Bar, Made In USA, Dial Face: 4", Case SS304, Bottom Connection, 1/4 NPT With Fittings, (1/4F x 1/2M) |  |  | 0 | pc/s | [24 empty] | 0
1378 | EIC-PAR_1268 |  | Gauge, Pressure, 0-200psi/14bars |  |  | 0 | pc/s | [24 empty] | 0
1379 | EIC-PAR_1393 |  | Gauge, Pressure, 0-300psi/0-21bars, 3-1/2"dia, Dial Face, 1/4" NPT |  |  | 0 | pc/s | [24 empty] | 0
1380 | EIC-PAR_1269 |  | Gauge, Pressure, 0-30psi/2bars |  |  | 0 | pc/s | [24 empty] | 0
1381 | EIC-PAR_1270 |  | Gauge, Pressure, 0-40bars, 600psi, 1/2npt |  |  | 0 | pc/s | [24 empty] | 0
1382 | EIC-PAR_1271 |  | Gauge, Pressure, 0-5/70psi, 1/2npt |  |  | 0 | pc/s | [24 empty] | 0
1383 | EIC-PAR_1272 |  | Gauge, Pressure, 1", 0-11Bar |  |  | 0 | pc/s | [24 empty] | 0
1384 | EIC-PAR_1266 |  | Gauge, Pressure, 1009 Duralife 3.5", Dial Face,NPT 1/4", 0-100 PSI |  |  | 1 | pc/s | [24 empty] | 1
1385 | EIC-PAR_1267 |  | Gauge, Pressure, 1009 Duralife 3.5", Dial Face,NPT 1/4", 0-140 PSI |  |  | 0 | pc/s | [24 empty] | 0
1386 | EIC-PAR_1273 |  | Gauge, Pressure, 100PSIG |  |  | 0 | pc/s | [24 empty] | 0
1387 | AUX-PAR_1229 |  | Gauge, Pressure, 2" Dial Face, SS Material, NPT 1/4" Bottom Connection, 0-160 Bars, Model: 50-1008SL-02L |  |  | 1 | pc/s | [24 empty] | 1
1388 | AUX-PAR_1278 |  | Gauge, Pressure, 2-1/2" Dial Face, SS Material, NPT 1/4" Bottom Connection, Oil Filed, 0-100 PSI |  |  | 0 | pc/s | [24 empty] | 0
1389 | AUX-PAR_1280 |  | Gauge, Pressure, 2-1/2" Dial Face, SS Material, NPT 1/4" Bottom Connection, Oil Filed, 0-1000 PSI |  |  | 0 | pc/s | [24 empty] | 0
1390 | AUX-PAR_1279 |  | Gauge, Pressure, 2-1/2" Dial Face, SS Material, NPT 1/4" Bottom Connection, Oil Filed, 0-300 PSI |  |  | 0 | pc/s | [24 empty] | 0
1391 | AUX-PAR_1180 |  | Gauge, Pressure, 3-1/2" Dial Face, SS Material Open Type Case For Reset Calibration, NPT 1/4" Bottom Connection, Dry Type, 0-40 Bars |  |  | 0 | pc/s | [24 empty] | 0
1392 | EIC-PAR_1274 |  | Gauge, Pressure, 300psi |  |  | 0 | tube/s | [24 empty] | 0
1393 | EIC-PAR_1275 |  | Gauge, Pressure, 300PSIG |  |  | 0 | pc/s | [24 empty] | 0
1394 | EIC-PAR_1276 |  | Gauge, Pressure, 3600psi, 250bar, 25mpa, 1/4"NPT |  |  | 0 | pc/s | [24 empty] | 0
1395 | AUX-PAR_1300 |  | Gauge, Pressure, 4-1/2" Dial Face, 1/2" NPT, 0-1600 Bar, Model: 451109SD-04L-XLL |  |  | 0 | pc/s | [24 empty] | 0
1396 | EIC-PAR_1264 |  | Gauge, Pressure, SJ 6000 |  |  | 1 | pc/s | [24 empty] | 1
1397 | AUX-PAR_1254 |  | Gauge, Pressure, Top Cover, Westfalia Separator, 0001-0279-600 |  |  | 2 | pc/s | [24 empty] | 2
1398 | AUX-PAR_1187 |  | Gauge, Temperature, BTA-5", 1/2" NPT, 0 - 200 deg C, Dial, 6" Stem, 6.35 mm Dia, |  |  | 3 | pc/s | [24 empty] | 3
1399 | CON-MED_1049 |  | Gauze, Pads, Sterilized, 12 Ply, 2" x 2" |  |  | 0 | pc/s | [24 empty] | 0
1400 | CON-MED_1050 |  | Gauze, Pads, Sterilized, 12 Ply, 3" x 3" |  |  | 0 | pc/s | [24 empty] | 0
1401 | CON-MED_1052 |  | Gauze, Rolled, 3" x 10 yards |  |  | 0 | roll/s | [24 empty] | 0
1402 | CON-MED_1030 |  | Gauze, Sterile, 4" x 4" |  |  | 0 | pack/s | [24 empty] | 0
1403 | ENG-SUL_1047 |  | Gear Wheel for Governor Drive ZVB 40, K 51130 |  |  | 6 | pc/s | [24 empty] | 6
1404 | ENG-SUL_1245 |  | Gear Wheel, For Cooling Water Pump, K 73024 |  |  | 2 | pc/s | [24 empty] | 2
1405 | ENG-SUL_1045 |  | Gear, K 51134 |  |  | 14 | pc/s | [24 empty] | 14
1406 | ENG-SUL_1131 |  | Gear, K 71030 |  |  | 2 | pc/s | [24 empty] | 2
1407 | CON-CON_1332 |  | Glass Block, Parallel Pattern, 190mm x 190mm x 80mm |  |  | 0 | pc/s | [22 empty] | 148 | 148 | 148
1408 | EIC-PAR_1469 |  | Glass Epoxy Slot Wedges |  |  | 0 | pc/s | [24 empty] | 0
1409 | CON-CON_1001 |  | Glass, Clear |  |  | 43 | pc/s | [24 empty] | 43
1410 | CON-CON_1002 |  | Glass, Lens, Clear, #10 |  |  | 2 | pc/s | [24 empty] | 2
1411 | CON-CON_1003 |  | Glass, Lens, Clear, 6mm x 50mm x110mm |  |  | 0 | pc/s | [24 empty] | 0
1412 | CON-CON_1004 |  | Glass, Lens, Dark, #10 |  |  | 10 | pc/s | [24 empty] | 10
1413 | CON-CON_1005 |  | Glass, Lens, Dark, #12 |  |  | 0 | pc/s | [24 empty] | 0
1414 | FFE-PPE_1004 |  | Gloves, Chemical/ Rubber, Long |  |  | 0 | pair/s | [24 empty] | 0
1415 | CON-HOU_1030 |  | Gloves, Cotton |  |  | 19 | pair/s | [24 empty] | 19
1416 | CON-HOU_1053 |  | Gloves, Cotton, Rubberized |  |  | 0 | pair/s | [24 empty] | 0
1417 | FFE-PPE_1032 |  | Gloves, Industrial, Chemical Resistant |  |  | 0 | pair/s | [24 empty] | 0
1418 | FFE-PPE_1005 |  | Gloves, Latex, Size: 7.5 |  |  | 0 | pair/s | [24 empty] | 0
1419 | CON-CHE_1071 |  | Gloves, Nitrile |  |  | 0 | box/s | [24 empty] | 0
1420 | FFE-PPE_1023 |  | Gloves, Rubber, Examination, Nitrile |  |  | 0 | pair/s | [24 empty] | 0
1421 | FFE-PPE_1020 |  | Gloves, Rubber, Laundry/Chemical, Long |  |  | 0 | pair/s | [24 empty] | 0
1422 | FFE-PPE_1021 |  | Gloves, Rubber, Nitrile, (1-Pair/Pack) |  |  | 0 | pair/s | [24 empty] | 0
1423 | FFE-PPE_1033 |  | Gloves, TIG |  |  | 1 | pair/s | [24 empty] | 1
1424 | FFE-PPE_1006 |  | Gloves, Welding, Long |  |  | 4 | pair/s | [24 empty] | 4
1425 | FFE-PPE_1007 |  | Gloves, Working, Ma-ong |  |  | 28 | pair/s | [24 empty] | 28
1426 | CON-MED_1031 |  | Gloves,Clean (Medical) |  |  | 0 | box/s | [24 empty] | 0
1427 | FFE-MED_1002 |  | Glucometer, ( Glucose Meter, One Touch Ultra 2 ) |  |  | 0 | unit/s | [24 empty] | 0
1428 | CON-OFF_1038 |  | Glue, Multi Purpose |  |  | 0 | bot/s | [24 empty] | 0
1429 | CON-CON_1097 |  | Glue, Wood, 250g, (Stickwel) |  |  | 0 | pc/s | [24 empty] | 0
1430 | FFE-PPE_1008 |  | Googles, Safety, Transparent, Ordinary |  |  | 3 | pc/s | [24 empty] | 3
1431 | ENG-SUL_1071 |  | Governor Drive, Complete, K 51120 |  |  | 2 | set/s | [24 empty] | 2
1432 | ENG-PIE_1021 |  | Governor Unit Assembly, UG40 Dial Complete with Servo Motor and Shutdown Solenoid |  |  | 0 | unit/s | [24 empty] | 0
1433 | BUI-MAT_1124 |  | Gravel, 3/4 |  |  | 1 | cu.m | [24 empty] | 1
1434 | CON-CON_1324 |  | Gravel, Packs |  |  | 0 | bag/s | [24 empty] | 0
1435 | CON-EIC_1045 |  | Grease, Electrical Contact |  |  | 0 | kg/s | [24 empty] | 0
1436 | CON-EIC_1046 |  | Grease, Electrical, Insulating, Silicon |  |  | 0 | kg/s | [24 empty] | 0
1437 | CON-CHE_1047 |  | Grease, Multipurpose |  |  | 77 | kg/s | [24 empty] | 77
1438 | CON-CHE_1048 |  | Grease, Vappro 869 VCI |  |  | 1 | ltr/s | [24 empty] | 1
1439 | TOO-POW_1010 |  | Grinder, Angle, Electric, 4"-Dia, 220V-240V/60Hz, Model: 9553, Makita |  |  | 0 | unit/s | [24 empty] | 0
1440 | ENG-SUL_1146 |  | Grooved Packing For Screw K 55021, K 55034 |  |  | 144 | pc/s | [24 empty] | 144
1441 | ENG-SUL_1140 |  | Grooved Piston Ring, For Operating Piston, K 34410 |  |  | 96 | pc/s | [24 empty] | 96
1442 | TOO-HAN_1004 |  | Grooving Machine, Fabricated |  |  | 0 | unit/s | [24 empty] | 0
1443 | EIC-PAR_1302 |  | Ground Clamp Connector 16-70mm2 Cable to 5/8" dia (14.2mm) Rod |  |  | 0 | pc/s | [24 empty] | 0
1444 | EIC-PAR_1349 |  | Ground Conductor Tower Termination |  |  | 0 | pc/s | [24 empty] | 0
1445 | EIC-PAR_1301 |  | Ground Rod, Copper Bonded, 5/8" dia x 10 ft, Unthreaded Standard Series (256 Micron) |  |  | 0 | lgth/s | [24 empty] | 0
1446 | EIC-PAR_1351 |  | Grounding Bar 19" |  |  | 0 | pc/s | [24 empty] | 0
1447 | EIC-PAR_1372 |  | Grounding Rod 4ft |  |  | 0 | pc/s | [24 empty] | 0
1448 | EIC-PAR_1287 |  | Grounding Rod, Copper Coated, 5/8" x 8 feet |  |  | 2 | lgth/s | [23 empty] | 2 | 4
1449 | CON-EIC_1160 |  | Grounding Rod, with Clamp, 5/8" x 10ft |  |  | 4 | lgth/s | [24 empty] | 4
1450 | BUI-MAT_1157 |  | Grout, Tile, White, 2kgs/sachet |  |  | 0 | pack/s | [24 empty] | 0
1451 | ENG-SUL_1043 |  | Guide Bolt for Guide Element, K 81162 |  |  | 24 | pc/s | [24 empty] | 24
1452 | ENG-SUL_1044 |  | Guide for Element (Attachment Shaft), K 81163 |  |  | 24 | pc/s | [24 empty] | 24
1453 | ENG-SUL_1247 |  | Guide Piston, For Valve Drive, K 44102 |  |  | 6 | pc/s | [24 empty] | 6
1454 | ENG-SUL_1170 |  | Guide Sleeve For Nozzle Holder, K 27203 |  |  | 218 | pc/s | [24 empty] | 218
1455 | ENG-SUL_1226 |  | Guide, For Piston For Fuel Injection Pump, K 55013 |  |  | 10 | pc/s | [24 empty] | 10
1456 | TOO-HAN_1032 |  | Gun, Sealant |  |  | 0 | pc/s | [24 empty] | 0
1457 | BUI-MAT_1219 |  | Gutter, Outside, 0.600mm x 0.9215m x 2.44m |  |  | 0 | pc/s | [24 empty] | 0
1458 | TOO-HAN_1002 |  | Hammer, Air, Industrial Duty, 3000 Blow / Minute, 2-1/4" Stroke Length, Model : 772 |  |  | 0 | pc/s | [24 empty] | 0
1459 | _6380 |  | Hanabishi Oven Toaster |  |  | 0 | box/s | [24 empty] | 0
1460 | TOO-HAN_1072 |  | Hand Tap Handle / Tap Wrench for M27 x 1.5 Pitch |  |  | 0 | pc/s | [24 empty] | 0
1461 | TOO-HAN_1087 |  | Hand Tap Handle, 12", Creston |  |  | 0 | pc/s | [24 empty] | 0
1462 | TOO-HAN_1036 |  | Hand Tap, 12mm x 1.75 Pitch |  |  | 0 | set/s | [24 empty] | 0
1463 | TOO-HAN_1037 |  | Hand Tap, 15mm x 2.0 Pitch |  |  | 0 | set/s | [24 empty] | 0
1464 | TOO-HAN_1057 |  | Hand Tap, 18mm x 1.25 Pitch |  |  | 0 | set/s | [24 empty] | 0
1465 | TOO-HAN_1018 |  | Hand Tap, 18mm x 1.5 Pitch |  |  | 0 | set/s | [24 empty] | 0
1466 | TOO-HAN_1061 |  | Hand Tap, 20mm x 2.5 Pitch, (3PCS/SET) |  |  | 0 | set/s | [24 empty] | 0
1467 | TOO-HAN_1019 |  | Hand Tap, 22mm X 2.5 Pitch |  |  | 0 | set/s | [24 empty] | 0
1468 | TOO-HAN_1026 |  | Hand Tap, Carbon Steel, 24 mm x 3 mm Pitch |  |  | 0 | set/s | [24 empty] | 0
1469 | TOO-HAN_1017 |  | Hand Tap, Carbon Steel, 24mm x 2.0 Pitch |  |  | 0 | set/s | [24 empty] | 0
1470 | TOO-HAN_1035 |  | Hand Tap, M16 X 2.0 Pitch |  |  | 0 | set/s | [24 empty] | 0
1471 | TOO-HAN_1055 |  | Hand Tap, M18 x 2.5 Pitch |  |  | 0 | set/s | [24 empty] | 0
1472 | TOO-HAN_1096 |  | Hand Tap, M20 x 1.5 Pitch |  |  | 0 | set/s | [24 empty] | 0
1473 | TOO-HAN_1098 |  | Hand Tap, M25 X 2.0 Pitch |  |  | 0 | set/s | [24 empty] | 0
1474 | TOO-HAN_1097 |  | Hand Tap, M25 X 2.5 Pitch |  |  | 0 | set/s | [24 empty] | 0
1475 | TOO-HAN_1063 |  | Hand Tap, M26 x 2.0 Pitch |  |  | 1 | set/s | [24 empty] | 1
1476 | TOO-HAN_1070 |  | Hand Tap, M27 x 1.5 Pitch |  |  | 0 | set/s | [24 empty] | 0
1477 | TOO-HAN_1071 |  | Hand Tap, M27 x 2.0 Pitch |  |  | 0 | set/s | [24 empty] | 0
1478 | TOO-HAN_1031 |  | Hand Tap, M30 x 2.0 Pitch |  |  | 0 | set/s | [24 empty] | 0
1479 | TOO-HAN_1051 |  | Hand Tap, M33 x 2.0 Pitch |  |  | 0 | set/s | [24 empty] | 0
1480 | TOO-HAN_1093 |  | Hand Tap, M38mm x 4.0 Pitch (3pcs/set) |  |  | 0 | set/s | [24 empty] | 0
1481 | ENG-SUL_1179 |  | Handle For Cover K 27007, PN 3446276122, K 27008 |  |  | 24 | pc/s | [24 empty] | 24
1482 | BUI-MAT_1212 |  | Handle, Cabinet |  |  | 0 | pc/s | [24 empty] | 0
1483 | BUI-MAT_1215 |  | Handle, for Hidden Drawer (Narra Handle) |  |  | 0 | pc/s | [24 empty] | 0
1484 | FFE-SSE_1023 |  | Hard Drive Disk, 6TB, Model : WD60PURZ-85ZUFY1 |  |  | -1 | pc/s | [24 empty] | -1
1485 | FFE-SSE_1024 |  | Hard Drive Disk, WD 4TB, Purple, Model : WD4UPURZ |  |  | 0 | pc/s | [24 empty] | 0
1486 | FFE-PPE_1009 |  | Hard Hat |  |  | 0 | pc/s | [24 empty] | 0
1487 | BUI-MAT_1201 |  | Hardiflex board, 1/2" x 4ft x 8ft |  |  | 2 | sht/s | [24 empty] | 2
1488 | BUI-MAT_1253 |  | Hardiflex board, 1/4" x 4ft x 8ft |  |  | 0 | sht/s | [24 empty] | 0
1489 | BUI-MAT_1227 |  | Hardiflex board, 4.5mm x4ft x 8ft |  |  | 13 | sht/s | [24 empty] | 13
1490 | FFE-COM_1015 |  | HDMI, Cable, Male to Male, 5mtrs |  |  | 0 | mtr/s | [24 empty] | 0
1491 | FFE-COM_1013 |  | HDMI, Cable, Male to Male, Hig Resolution, 20mtrs |  |  | 0 | pc/s | [24 empty] | 0
1492 | FFE-COM_1014 |  | HDMI, Cable, Male to Male, Hig Resolution, 30mtrs |  |  | 0 | pc/s | [24 empty] | 0
1493 | FFE-SSE_1051 |  | Head Lamp, Rechargeable, LED, Waterproof |  |  | 0 | pc/s | [24 empty] | 0
1494 | FFE-COM_1002 |  | Headset, Ordinary, For Motorola Radio (SMP468 with PTT) |  |  | 0 | pc/s | [24 empty] | 0
1495 | FFE-COM_1021 |  | Headset, White |  |  | 0 | set/s | [24 empty] | 0
1496 | CON-EIC_1138 |  | Heat Shrinkable Tubing Roll, 3.5mm, Black |  |  | 0 | mtr/s | [24 empty] | 0
1497 | EIC-PAR_1076 |  | Heat Sink |  |  | 1 | pc/s | [24 empty] | 1
1498 | EIC-PAR_1436 |  | Heater, Flange Immersion, Rating: 40kw/460VAC/3P/Delta |  |  | 0 | unit/s | [24 empty] | 0
1499 | CON-HOU_1057 |  | Herbicide, Roundup, Weed Killer |  |  | 0 | gal/s | [24 empty] | 0
1500 | ENG-SUL_1313 |  | Hex Headed Screw M3 x 8mm, VTR 48031 |  |  | 76 | pc/s | [24 empty] | 76
1501 | ENG-SUL_1314 |  | Hex Headed Screw PN 76032, VTR 76032 |  |  | 4 | pc/s | [24 empty] | 4
1502 | ENG-SUL_1316 |  | Hex Headed Screw PN 81105, VTR 81105 |  |  | 10 | pc/s | [24 empty] | 10
1503 | TOO-HAN_1016 |  | Hex Key Set, Metric |  |  | 0 | set/s | [24 empty] | 0
1504 | CON-OFF_1039 |  | Highlighter, Green |  |  | 0 | pc/s | [24 empty] | 0
1505 | CON-OFF_1126 |  | Highlighter, Neon Green |  |  | 0 | pc/s | [24 empty] | 0
1506 | CON-OFF_1040 |  | Highlighter, Orange |  |  | 0 | pc/s | [24 empty] | 0
1507 | CON-OFF_1127 |  | Highlighter, Pink |  |  | 0 | pc/s | [24 empty] | 0
1508 | CON-OFF_1041 |  | Highlighter, Yellow |  |  | 0 | pc/s | [24 empty] | 0
1509 | FFE-SSE_1045 |  | Hinge Lock, Heavy Duty |  |  | 0 | set/s | [24 empty] | 0
1510 | BUI-HAR_1063 |  | Hinges, 1" x 2" |  |  | 0 | pc/s | [24 empty] | 0
1511 | BUI-HAR_1095 |  | Hinges, 2" x 3" |  |  | 0 | set/s | [24 empty] | 0
1512 | BUI-HAR_1064 |  | Hinges, 2" x 4" |  |  | 0 | pc/s | [24 empty] | 0
1513 | BUI-HAR_1065 |  | Hinges, 4" x 4" |  |  | 10 | set/s | [24 empty] | 10
1514 | CON-CON_1035 |  | Holder, Electrode, 300A |  |  | 0 | pc/s | [24 empty] | 0
1515 | CON-CON_1036 |  | Holder, Electrode, 500A |  |  | 0 | pc/s | [24 empty] | 0
1516 | CON-OFF_1099 |  | Holder, ID |  |  | 0 | pc/s | [24 empty] | 0
1517 | BUI-MAT_1032 |  | Holder, Soap, Porcelain |  |  | 1 | pc/s | [24 empty] | 1
1518 | BUI-MAT_1033 |  | Holder, Toilet Paper, |  |  | 1 | pc/s | [24 empty] | 1
1519 | ENG-SUL_1311 |  | Holding Spring, VTR 34162 |  |  | 30 | pc/s | [24 empty] | 30
1520 | TOO-HAN_1056 |  | Hole saw drill bit, 25mm |  |  | 0 | pc/s | [24 empty] | 0
1521 | TOO-HAN_1049 |  | Hole saw drill bit, 3/4" |  |  | 0 | pc/s | [24 empty] | 0
1522 | TOO-HAN_1027 |  | Hole Saw Set, 3pc, Arbor 3/8 inch Shank, Flat Bit 7/8 inch, Hole Saw 2-1/2 inches |  |  | 0 | set/s | [24 empty] | 0
1523 | ENG-SUL_1024 |  | Hollow Screw for Fuel Pipe, K 87166 |  |  | 44 | pc/s | [24 empty] | 44
1524 | EIC-PAR_1411 |  | Horizontal Line Post, 69KV, Polymer w/ gain Base and Top Clamp |  |  | 0 | pc/s | [24 empty] | 0
1525 | FFE-SSE_1011 |  | Horn, Twin |  |  | 0 | set/s | [24 empty] | 0
1526 | ENG-PIE_1019 |  | Hose and Fittings, Hydraulic, Crimped, 18.75" |  |  | 8 | pc/s | [24 empty] | 8
1527 | ENG-PIE_1028 |  | Hose and Fittings, Hydraulic, Crimped, 19.25" |  |  | 13 | pc/s | [24 empty] | 13
1528 | ENG-PIE_1017 |  | Hose and Fittings, Hydraulic, Crimped, 19.75" |  |  | 13 | pc/s | [24 empty] | 13
1529 | ENG-PIE_1022 |  | Hose and Fittings, Hydraulic, Crimped, 20" |  |  | 13 | pc/s | [24 empty] | 13
1530 | ENG-PIE_1018 |  | Hose and Fittings, Hydraulic, Crimped, 20.5" |  |  | 8 | pc/s | [24 empty] | 8
1531 | ENG-PIE_1016 |  | Hose and Fittings, Hydraulic, Crimped, 21.75" |  |  | 0 | pc/s | [24 empty] | 0
1532 | AUT-HEA_1007 |  | Hose Clip, 1" |  |  | 0 | pc/s | [24 empty] | 0
1533 | AUT-HEA_1005 |  | Hose Clip, 3/4" |  |  | 0 | pc/s | [24 empty] | 0
1534 | BUI-MAT_1248 |  | Hose Clip, 4" |  |  | 0 | pc/s | [24 empty] | 0
1535 | BUI-MAT_1247 |  | Hose Clip, 6" |  |  | 0 | pc/s | [24 empty] | 0
1536 | BUI-MAT_1203 |  | Hose Clip, Stainless, 1-1/2" |  |  | 0 | pc/s | [24 empty] | 0
1537 | BUI-MAT_1102 |  | Hose Clip, Stainless, 1/2" |  |  | 0 | pc/s | [24 empty] | 0
1538 | COM-POW_1006 |  | Hose, Air, For High Pressure Compressor, 1/4" |  |  | 0 | mtr/s | [24 empty] | 0
1539 | BUI-MAT_1103 |  | Hose, Braided w/ Adaptor, 1/2" dia., 1 meter |  |  | 0 | lgth/s | [24 empty] | 0
1540 | BUI-MAT_1170 |  | Hose, Braided, 3/4" dia. |  |  | 0 | mtr/s | [24 empty] | 0
1541 | FFE-SSE_1012 |  | Hose, Fire 1-1/2" Diameter x 100feet, Double Jacketed Male / Female, Alumni Alloy NH Coupling, 250psi Operating Pressure |  |  | 0 | roll/s | [24 empty] | 0
1542 | FFE-SSE_1013 |  | Hose, Fire 1/2" Diameter |  |  | 0 | feet | [24 empty] | 0
1543 | FFE-SSE_1014 |  | Hose, Fire 1/2" Diameter x 50feet |  |  | 0 | feet | [24 empty] | 0
1544 | CON-EIC_1223 |  | Hose, Flexible, 1/2" |  |  | 0 | mtr/s | [24 empty] | 0
1545 | CON-CON_1226 |  | Hose, Flexible, 1/2" x 1/2" x 16" |  |  | 4 | pc/s | [24 empty] | 4
1546 | EIC-PAR_1077 |  | Hose, Flexible, 1/4" |  |  | 0 | mtr/s | [24 empty] | 0
1547 | CON-EIC_1129 |  | Hose, Flexible, Corrugated PVC, Conduit Size 1" Dia, Orange |  |  | 0 | mtr/s | [24 empty] | 0
1548 | EIC-PAR_1277 |  | Hose, Flexible, Corrugated PVC, Conduit Size 1/2"?, Black |  |  | 0 | mtr/s | [24 empty] | 0
1549 | ENG-COM_1014 |  | Hose, Flexible, Hydraulic, 1/4" |  |  | 4 | pc/s | [24 empty] | 4
1550 | ENG-COM_1015 |  | Hose, Flexible, Hydraulic, 7/8", SAE100, R1AT, 2250psi, (flame resistant) |  |  | 9 | pc/s | [24 empty] | 9
1551 | EIC-PAR_1278 |  | Hose, Flexible, Metallic, 1/2" x 16" |  |  | 0 | pc/s | [24 empty] | 0
1552 | ENG-COM_1039 |  | Hose, Flexible, Plastic Transparent, 1-1/4" |  |  | 0 | mtr/s | [24 empty] | 0
1553 | ENG-COM_1016 |  | Hose, Flexible, Stainless Steel, #125 |  |  | 0 | pc/s | [24 empty] | 0
1554 | ENG-COM_1017 |  | Hose, Flexible, Stainless Steel, 1/4" x 12" |  |  | 0 | pc/s | [24 empty] | 0
1555 | ENG-COM_1032 |  | Hose, Hydraulic with male, coupling, connector, 1/4" dia x 4Ft, 2wire, Pressure:5800psi, min burst pre:2300psi |  |  | 0 | set/s | [24 empty] | 0
1556 | ENG-COM_1018 |  | Hose, Hydraulic, 1/2" |  |  | 2 | feet | [24 empty] | 2
1557 | CON-OEA_1044 |  | Hose, Hydraulic, 3/4" |  |  | 0 | feet | [24 empty] | 0
1558 | ENG-COM_1037 |  | Hose, Hydraulic, 3/8"x20ft, w/ reducer 3/8-1/4, 700bars/10,000psi, model: HC9220, Enerpac USA |  |  | 0 | lgth/s | [24 empty] | 0
1559 | ENG-PIE_1020 |  | Hose, Hydraulic, 426-10 |  |  | 14 | mtr/s | [24 empty] | 14
1560 | ENG-COM_1019 |  | Hose, Hydraulic, 5/8" |  |  | 0 | feet | [24 empty] | 0
1561 | CON-OEA_1030 |  | Hose, Industrial Rubber Air |  |  | 0.5 | feet | [24 empty] | 0.5
1562 | BUI-HAR_1066 |  | Hose, Level |  |  | 0 | mtr/s | [24 empty] | 0
1563 | CON-EIC_1195 |  | Hose, Liquid Tight Flexible Metallic Conduit, 1" |  |  | 0 | mtr/s | [24 empty] | 0
1564 | EIC-PAR_1280 |  | Hose, Liquid Tight Flexible Metallic Conduit, 3/4" |  |  | 0 | mtr/s | [24 empty] | 0
1565 | EIC-PAR_1279 |  | Hose, Liquid Type Flexible Metallic Conduit, 1/2" |  |  | 0 | mtr/s | [24 empty] | 0
1566 | CON-OEA_1032 |  | Hose, Pneumatic, 8mm |  |  | 0 | mtr/s | [24 empty] | 0
1567 | CON-CON_1196 |  | Hose, Twin, Cutting Outfit |  |  | 0 | mtr/s | [24 empty] | 0
1568 | BUI-MAT_1175 |  | Hot Dip Galvanized Oval Eyebolt 5/8" x 6" |  |  | 0 | pc/s | [24 empty] | 0
1569 | BUI-MAT_1174 |  | Hot Dip Galvanized Oval Eyenut 3/4" |  |  | 0 | pc/s | [24 empty] | 0
1570 | BUI-MAT_1172 |  | Hot Dip Galvanized Service Swinging Clevis Without Spool |  |  | 0 | set/s | [24 empty] | 0
1571 | ENG-SUL_1068 |  | Housing for Fuel Injection Pump, K 55001 |  |  | 36 | pc/s | [24 empty] | 36
1572 | ENG-SUL_1093 |  | Housing for Valve Drive, K 44101 |  |  | 6 | pc/s | [24 empty] | 6
1573 | ENG-SUL_1186 |  | Housing, For Fuel Pressure Line, K 27259 |  |  | 68 | pc/s | [24 empty] | 68
1574 | ENG-SUL_1187 |  | Housing, For Fuel Pressure Line, K 27263 |  |  | 64 | pc/s | [24 empty] | 64
1575 | ENG-SUL_1250 |  | Housing, For Valve Drive With Roller, K 44101/44104 |  |  | 4 | pc/s | [24 empty] | 4
1576 | EIC-PAR_1365 |  | HRD-E50 To 24 AWG Free End 10M |  |  | 0 | pc/s | [24 empty] | 0
1577 | AUX-PAR_1274 |  | Hydraulic Hose, 1/4" x 24", Simplex, Fitting Straight Female Fitting, Single Wire Heat, 18MPA, 100 deg Cent. |  |  | 0 | assy/s | [24 empty] | 0
1578 | ENG-PIE_1028 |  | Hydraulic Hose, 3/8" NPT - ID x 23" Long, 18 MPA, 100 Deg Celsuis |  |  | 0 | pc/s | [24 empty] | 0
1579 | ENG-PIE_1029 |  | Hydraulic Hose, 3/8" NPT - ID x 24" Long, 18 MPA, 100 Deg Celsuis |  |  | 0 | pc/s | [24 empty] | 0
1580 | CON-MED_1032 |  | Hydrite |  |  | 0 | tab/s | [24 empty] | 0
1581 | FFE-SSE_1050 |  | Hydro-chlorofluorocarbon-HCFC, 195-psi, 100lbs Cylinder Capacity |  |  | 0 | cyl/s | [24 empty] | 0
1582 | CON-CHE_1092 |  | Hydrochloric Acid (PH Cleaner) |  |  | 0 | ltr/s | [24 empty] | 0
1583 | CON-CHE_1096 |  | Hydrochloric Acid (PH Cleaner), Gal |  |  | 0 | gal/s | [24 empty] | 0
1584 | EIC-PAR_1433 |  | Hygrostat, Model: FLZ 600 |  |  | 3 | pc/s | [24 empty] | 3
1585 | CON-OFF_1117 |  | ID Case, Plastic, Soft, Portrait, 10mm x 7mm |  |  | 0 | pc/s | [24 empty] | 0
1586 | TOO-POW_1001 |  | Impact Wrench, Input Power: 1050W, No-Load Speed:230RPM, Max.Torque:550N, Aluminum Gear Box with rubber, With 6pcs, Sockets(17, 18, 19, 21, 23, 24mm) With 1pc 125mm adaptor |  |  | 0 | unit/s | [24 empty] | 0
1587 | AUX-PAR_1292 |  | Impeller Guide |  |  | 0 | pc/s | [24 empty] | 0
1588 | AUX-PAR_1186 |  | Impeller, Part No. 7, |  |  | 0 | pc/s | [24 empty] | 0
1589 | EIC-PAR_1431 |  | Indicating Lamp / Pilot Light, Red RS PRO, 22mm Cutout, IP65, 230VAC |  |  | 0 | pc/s | [24 empty] | 0
1590 | EIC-PAR_1432 |  | Indicating Lamp / Pilot Light, Red RS PRO, 22mm Cutout, IP65, 24V ac/dc |  |  | 0 | pc/s | [24 empty] | 0
1591 | CON-EIC_1047 |  | Indicating, Lamp, 120V, Green |  |  | 0 | pc/s | [24 empty] | 0
1592 | CON-EIC_1163 |  | Indicator / Pilot Light, 12 Volts |  |  | 0 | pc/s | [24 empty] | 0
1593 | ENG-SUL_1031 |  | Indicator Valve, Complete, K 27750 |  |  | 23 | pc/s | [24 empty] | 23
1594 | ENG-SUL_1292 |  | Inducer Wheel, 26-2P |  |  | 6 | pc/s | [24 empty] | 6
1595 | ENG-SUL_1291 |  | Inducer, 26-2N |  |  | 8 | pc/s | [24 empty] | 8
1596 | CON-OFF_1042 |  | Ink Refill, Pemanent, Blue |  |  | 0 | bot/s | [24 empty] | 0
1597 | CON-OFF_1043 |  | Ink Refill, Permanent, Black |  |  | 0 | bot/s | [24 empty] | 0
1598 | CON-OFF_1044 |  | Ink Refill, Permanent, Red |  |  | 0 | bot/s | [24 empty] | 0
1599 | CON-OFF_1045 |  | Ink Refill, Printer, Black |  |  | 0 | bot/s | [24 empty] | 0
1600 | CON-OFF_1046 |  | Ink Refill, Printer, Cyan |  |  | 0 | bot/s | [24 empty] | 0
1601 | CON-OFF_1047 |  | Ink Refill, Printer, Magenta |  |  | 0 | bot/s | [24 empty] | 0
1602 | CON-OFF_1114 |  | Ink Refill, Printer, Red |  |  | 0 | bot/s | [24 empty] | 0
1603 | CON-OFF_1048 |  | Ink Refill, Printer, Yellow |  |  | 0 | bot/s | [24 empty] | 0
1604 | CON-OFF_1049 |  | Ink Refill, Stamp Pad, Violet |  |  | 0 | bot/s | [24 empty] | 0
1605 | CON-OFF_1050 |  | Ink Refill, Whiteboard, Black |  |  | 0 | bot/s | [24 empty] | 0
1606 | CON-OFF_1051 |  | Ink Refill, Whiteboard, Blue |  |  | 0 | bot/s | [24 empty] | 0
1607 | CON-OFF_1052 |  | Ink Refill, Whiteboard, Red |  |  | 0 | bot/s | [24 empty] | 0
1608 | CON-OFF_1105 |  | Ink, Cartridge, Brother Printer, Black |  |  | 0 | pc/s | [24 empty] | 0
1609 | CON-OFF_1106 |  | Ink, Cartridge, Brother Printer, Cyan |  |  | 0 | pc/s | [24 empty] | 0
1610 | CON-OFF_1107 |  | Ink, Cartridge, Brother Printer, Yellow |  |  | 0 | pc/s | [24 empty] | 0
1611 | ENG-SUL_1072 |  | Inner Valve Spring for the Inlet and Exhaust Valve, PN 3446276183, K 27505 |  |  | 200 | pc/s | [24 empty] | 200
1612 | EIC-PAR_1078 |  | Insulation, Tube, Spaghetti, 1/8" |  |  | 3 | mtr/s | [24 empty] | 3
1613 | CON-EIC_1185 |  | Insulation, Tube, Spaghetti, 3.5 mm, Blue |  |  | 0 | mtr/s | [24 empty] | 0
1614 | EIC-PAR_1290 |  | Insulation, Tube, Spaghetti, 7 mm x 1 meter, Yellow |  |  | 0 | mtr/s | [24 empty] | 0
1615 | EIC-PAR_1296 |  | Insulator, Post, Porcelain, 15KV |  |  | 0 | pc/s | [24 empty] | 0
1616 | CON-EIC_1137 |  | Insulator, Post, Porcelain, Donut Type |  |  | 0 | pc/s | [24 empty] | 0
1617 | AUX-PAR_1035 |  | Intermediate Service Kit for MAPX313, 99999104.06 |  |  | 0 | set/s | [24 empty] | 0
1618 | EIC-PAR_1378 |  | IP Base License For Cisco ISR 4400 Series |  |  | 0 | lot/s | [24 empty] | 0
1619 | EIC-PAR_1376 |  | ISR4431/K9 CISCO ISR 4431 (4GE, 3NIM, 8G Flash, 4G DRAM, IPB) |  |  | 0 | unit/s | [24 empty] | 0
1620 | FFE-HEA_1002 |  | Isuzu, Forklift, TCM FD30Z5 |  |  | 0 | unit/s | [24 empty] | 0
1621 | FFE-TRA_1002 |  | Isuzu, Pick-up, Fuego, Diesel, 1999 |  |  | 0 | unit/s | [24 empty] | 0
1622 | FFE-TRA_1003 |  | Isuzu, Wagon - 5-Door, Crosswind KUVI, 2003 |  |  | 0 | unit/s | [24 empty] | 0
1623 | FFE-TRA_1004 |  | Isuzu, Wagon, Crosswind XT LE, 2015 |  |  | 0 | unit/s | [24 empty] | 0
1624 | ENG-SUL_1280 |  | Jacket Water Body |  |  | 9 | unit/s | [24 empty] | 9
1625 | ENG-SUL_1278 |  | Jacket Water Pump |  |  | 2 | unit/s | [24 empty] | 2
1626 | ENG-SUL_1064 |  | Jacket Water Pump-Driven Pump Casing |  |  | 2 | pc/s | [24 empty] | 2
1627 | BUI-MAT_1231 |  | Jalousie, Frame, Aluminum, 1 mtr - Height |  |  | 2 | set/s | [13 empty] | 2 |  | 2 | [8 empty] | 0
1628 | BUI-MAT_1232 |  | Jalousie, Glass, Smoke Type, 55 cm - Long |  |  | 22 | pc/s | [13 empty] | 22 |  | 22 | [8 empty] | 0
1629 | ENG-SUL_1125 |  | Joint for Blind Flange K 46215, K 46216 |  |  | 12 | pc/s | [24 empty] | 12
1630 | ENG-SUL_1126 |  | Joint for Crankcase Vent, K 16047 |  |  | 48 | pc/s | [24 empty] | 48
1631 | ENG-SUL_1113 |  | Joint Ring for Screw Plug K 43544, K 43545 |  |  | 10 | pc/s | [24 empty] | 10
1632 | ENG-SUL_1118 |  | Joint Ring for Transition Piece, K 27762 |  |  | 68 | pc/s | [24 empty] | 68
1633 | ENG-SUL_1193 |  | Joint, For Crankcase Vent, K 16046 |  |  | 48 | pc/s | [24 empty] | 48
1634 | ENG-PIE_1026 |  | Joint, Fuel Valve Cooling Water Piping |  |  | 36 | pc/s | [24 empty] | 36
1635 | CON-FUE_1005 |  | Kerosene |  |  | 40 | ltr/s | [24 empty] | 40
1636 | AUX-PAR_1036 |  | Key, No. 46, 6013007, SJ 6000 |  |  | 1 | pc/s | [24 empty] | 1
1637 | AUX-PAR_1037 |  | Key, Woodruf |  |  | 1 | pc/s | [24 empty] | 1
1638 | FFE-OFF_1034 |  | Keyboard, Desktop |  |  | 0 | pc/s | [24 empty] | 0
1639 | AUX-PAR_1163 |  | Kit, O-ring |  |  | 0 | set/s | [24 empty] | 0
1640 | AUX-PAR_1038 |  | Kit, Repair, Gasket |  |  | 0 | set/s | [24 empty] | 0
1641 | AUX-PAR_1039 |  | Kit, Valve/Gasket |  |  | 1 | set/s | [24 empty] | 1
1642 | CON-CON_1098 |  | Knife, Putty, 125mm |  |  | 0 | pc/s | [24 empty] | 0
1643 | CON-MED_1033 |  | Kremil-S |  |  | 0 | tab/s | [24 empty] | 0
1644 | EIC-PAR_1358 |  | Krone DDF Mounting Frame |  |  | 0 | pc/s | [24 empty] | 0
1645 | EIC-PAR_1359 |  | Krone Terminal Block |  |  | 0 | pair/s | [24 empty] | 0
1646 | CON-CON_1181 |  | Lacquer, Clear Gloss |  |  | 0 | ltr/s | [24 empty] | 0
1647 | CON-EIC_1048 |  | Lamp, 20W, Midrange |  |  | 0 | pc/s | [24 empty] | 0
1648 | FFE-APP_1016 |  | Lamp, Electric, for Mosquito, 4W, UV-A Lamp Power |  |  | 0 | pc/s | [24 empty] | 0
1649 | CON-EIC_1049 |  | Lamp, Halogen |  |  | 0 | pc/s | [24 empty] | 0
1650 | CON-EIC_1050 |  | Lamp, High Sodium |  |  | 0 | pc/s | [24 empty] | 0
1651 | CON-EIC_1051 |  | Lamp, Indicating, 120V, Red |  |  | 0 | pc/s | [24 empty] | 0
1652 | CON-EIC_1052 |  | Lamp, Indicating, 125Vdc, 0.3A |  |  | 0 | pc/s | [24 empty] | 0
1653 | CON-EIC_1053 |  | Lamp, Indicating, 230VAC, Green, Z-BV6 |  |  | 16 | pc/s | [24 empty] | 16
1654 | CON-EIC_1054 |  | Lamp, Indicating, 230VAC, Red, Z-BV6 |  |  | 19 | pc/s | [24 empty] | 19
1655 | CON-EIC_1055 |  | Lamp, Indicating, 24Vdc, 0.3A |  |  | 0 | pc/s | [24 empty] | 0
1656 | CON-EIC_1056 |  | Lamp, Infrared |  |  | 0 | pc/s | [24 empty] | 0
1657 | CON-EIC_1057 |  | Lamp, Metal Halide, Tubular, 400W, 36000 Lm, Cool White |  |  | 7 | pc/s | [24 empty] | 7
1658 | CON-MED_1057 |  | Lancets, Sterile |  |  | 0 | pc/s | [24 empty] | 0
1659 | FFE-OFF_1020 |  | Laptop, Acer Travelmate P249-G2-MG Black, Intel Core i5, 7200U Processor, 2gb nvidia, 4GB DDR4 Memory, 1TB SATA HDD, 16.6 inches HD LED, DVD Writer, Windows 10, Free Acer Bag |  |  | 0 | unit/s | [24 empty] | 0
1660 | EIC-PAR_1482 |  | Lead Wire, 95 mm2, 13.8kV |  |  | 0 | mtr/s | [24 empty] | 0
1661 | CON-EIC_1058 |  | Lead, Soldering |  |  | 0 | roll/s | [24 empty] | 0
1662 | CON-EIC_1111 |  | LED Light Strip Auto, White/Warm, 220 Volts |  |  | 0 | mtr/s | [24 empty] | 0
1663 | FFE-SSE_1048 |  | LED Searchlight With Table Lamp, Wattage: 10W (Search light) = 24 LED(Table Lamp), Input Voltage: 220 - 240 AC, Frequency: 50/60Hz |  |  | 0 | unit/s | [24 empty] | 0
1664 | BUI-MAT_1139 |  | Lifting Tool - Threaded |  |  | 0 | unit/s | [24 empty] | 0
1665 | EIC-PAR_1463 |  | Lighting Conductor, Early Streamer Emission, ESE |  |  | 1 | pc/s | [24 empty] | 1
1666 | EIC-PAR_1367 |  | Lightning Arrestor, Kit, Universal 50 OHMS Male to Female |  |  | 0 | pc/s | [24 empty] | 0
1667 | EIC-PAR_1319 |  | Lightning Discharge Counter, Cirpotec CDR-401, 100kA(10/350) Withstand Discharge Current, Analog Display, Easy Clip-on Installation, EN 50164-6, EN 62561-6 & UTE C 17106 Standard Certified, IP67 (NEMA 6P) Weather Proof Inclosure |  |  | 0 | pc/s | [24 empty] | 0
1668 | CON-MED_1034 |  | Liniment Oil |  |  | 0 | bot/s | [24 empty] | 0
1669 | ENG-SUL_1312 |  | Lock for Blade of Rotor (Wire) |  |  | 12 | pc/s | [24 empty] | 12
1670 | ENG-SUL_1019 |  | Lock Nut for K 28034, K 28037 |  |  | 96 | pc/s | [24 empty] | 96
1671 | ENG-SUL_1020 |  | Lock Nut for K 28035, K 28038 |  |  | 96 | pc/s | [24 empty] | 96
1672 | CON-CON_1345 |  | Lock, Cabinet, Wafer Type, Flat Key |  |  | 0 | pc/s | [24 empty] | 0
1673 | BUI-MAT_1211 |  | Lock, Drawer |  |  | 0 | pc/s | [24 empty] | 0
1674 | ENG-SUL_1048 |  | Locking Plate, K 33422 |  |  | 38 | pc/s | [24 empty] | 38
1675 | ENG-SUL_1328 |  | Locking Plate, VTR 2838 |  |  | 330 | pc/s | [24 empty] | 330
1676 | ENG-SUL_1310 |  | Locking Plate, VTR 51020 |  |  | 140 | pc/s | [24 empty] | 140
1677 | ENG-SUL_1324 |  | Locking Plate, VTR 7023 |  |  | 460 | pc/s | [24 empty] | 460
1678 | ENG-SUL_1327 |  | Locking Plate, VTR 7026 |  |  | 236 | pc/s | [24 empty] | 236
1679 | ENG-SUL_1083 |  | Locking Screw for Raw Water Pump Casing, K 73134 |  |  | 2 | pc/s | [24 empty] | 2
1680 | CON-EIC_1153 |  | Loctite, Super Glue, 272 |  |  | 0 | bot/s | [24 empty] | 0
1681 | CON-EIC_1162 |  | Loctite, Super Glue, 401 |  |  | 0 | bot/s | [24 empty] | 0
1682 | CON-EIC_1131 |  | Loctite, Super Glue, 495 |  |  | 2 | bot/s | [24 empty] | 2
1683 | CON-OFF_1053 |  | Logbook, 300-pages |  |  | 0 | pc/s | [24 empty] | 0
1684 | CON-OFF_1112 |  | Logbook, 300-pages, Junior Size |  |  | 0 | pc/s | [24 empty] | 0
1685 | CON-OFF_1054 |  | Logbook, 500-pages |  |  | 0 | pc/s | [24 empty] | 0
1686 | BUI-MAT_1188 |  | Louvers, Metal, 1m x 1m |  |  | 20 | pc/s | [24 empty] | 20
1687 | BUI-MAT_1034 |  | Louvers, Metal, 2m x 1m |  |  | 0 | pc/s | [24 empty] | 0
1688 | BUI-MAT_1035 |  | Louvers, Plastic |  |  | 0 | pc/s | [24 empty] | 0
1689 | ENG-SUL_1145 |  | Lower Spring, K 27502 |  |  | 48 | pc/s | [24 empty] | 48
1690 | ENG-SUL_1091 |  | Lower Ball Socket, K 34110 |  |  | 24 | pair/s | [24 empty] | 24
1691 | ENG-SUL_1104 |  | Lower Half of Housing for Bearing Housing, K 12023 |  |  | 90 | pc/s | [24 empty] | 90
1692 | ENG-SUL_1249 |  | Lower Spring Plate, For Fuel Injection Pump, K 55011 |  |  | 10 | pc/s | [24 empty] | 10
1693 | CON-STA_1001 |  | LPG, Gasul, 11 kg |  |  | 0 | cyl/s | [24 empty] | 0
1694 | CON-STA_1002 |  | LPG, Gasulito |  |  | 1 | cyl/s | [24 empty] | 1
1695 | CON-STA_1005 |  | LPG, Petronas, 11 kg |  |  | 1 | cyl/s | [24 empty] | 1
1696 | CON-STA_1004 |  | LPG, Phoenix |  |  | 0 | cyl/s | [24 empty] | 0
1697 | ENG-SUL_1279 |  | Lube Oil Pump |  |  | 2 | unit/s | [24 empty] | 2
1698 | CON-EIC_1059 |  | Lubricant, Contact, Electrical, 500g |  |  | 0 | bot/s | [24 empty] | 0
1699 | CON-FUE_1006 |  | Lubricating Oil, WD40 (M.T) |  |  | 0 | can/s | [24 empty] | 0
1700 | CON-CON_1201 |  | Lumber, Coco, 2" x 2" x 10 ft |  |  | 0 | lgth/s | [24 empty] | 0
1701 | CON-CON_6381 |  | Lumber, Coco, 2" x 2" x 8 ft |  |  | 0 | lgth/s | [24 empty] | 0
1702 | CON-CON_1241 |  | Lumber, Coco, 2" x 3" x 10 ft |  |  | 4 | lgth/s | [24 empty] | 4
1703 | CON-CON_1203 |  | Lumber, Coco, 2" x 4" x 10 ft |  |  | 0 | lgth/s | [24 empty] | 0
1704 | CON-CON_1275 |  | Lumber, Good, Mahogany, 2" x 3" x 10 ft |  |  | 0 | lgth/s | [24 empty] | 0
1705 | CON-CON_1270 |  | Lumber, Good, Mahogany, S4S, 2" x 8" x 2ft |  |  | 0 | lgth/s | [24 empty] | 0
1706 | CON-CON_1297 |  | Lumber, Good, S4S, 1" x 2" x 10 ft |  |  | 0 | lgth/s | [24 empty] | 0
1707 | CON-CON_1323 |  | Lumber, Good, S4S, 1" x 2" x 8ft |  |  | 0 | lgth/s | [24 empty] | 0
1708 | CON-CON_1296 |  | Lumber, Good, S4S, 1" x 4" x 10 ft |  |  | 0 | lgth/s | [24 empty] | 0
1709 | CON-CON_1321 |  | Lumber, Good, S4S, 1" x 4" x 6ft |  |  | 0 | lgth/s | [24 empty] | 0
1710 | CON-CON_1322 |  | Lumber, Good, S4S, 1" x 4" x 8ft |  |  | 0 | lgth/s | [24 empty] | 0
1711 | CON-CON_1295 |  | Lumber, Good, S4S, 2" x 2" x 10 ft |  |  | 0 | lgth/s | [24 empty] | 0
1712 | CON-CON_1320 |  | Lumber, Good, S4S, 2" x 2" x 8ft |  |  | 0 | lgth/s | [24 empty] | 0
1713 | CON-CON_1200 |  | Lumber, Good, S4S, 2" x 8" x 3 |  |  | 0 | pc/s | [24 empty] | 0
1714 | CON-CON_6379 |  | Lumber, Mahogany, 2" x 2" x 6 |  |  | 0 | pc/s | [24 empty] | 0
1715 | CON-CON_6376 |  | Lumber, Mahogany, 2" x 2" x 8 |  |  | 0 | pc/s | [24 empty] | 0
1716 | CON-CON_6377 |  | Lumber, Mahogany, 2" x 4" x 6 |  |  | 0 | pc/s | [24 empty] | 0
1717 | CON-CON_6378 |  | Lumber, Mahogany, 8" x 8" x 6 |  |  | 0 | pc/s | [24 empty] | 0
1718 | CON-CON_6380 |  | Lumber, Mahogany/Good Lumber, SxS, 1" x 2" x 8ft |  |  | 0 | pc/s | [24 empty] | 0
1719 | BUI-MAT_1171 |  | Madre De Cacao, 6ft / (1m tall x 2"dia) |  |  | 0 | pc/s | [24 empty] | 0
1720 | FFE-OFF_1009 |  | Magfile, Closed, Horizontal, Long, Blue |  |  | 0 | pc/s | [24 empty] | 0
1721 | FFE-OFF_1023 |  | Magfile, Double, Blue |  |  | 0 | pc/s | [24 empty] | 0
1722 | FFE-OFF_1012 |  | Magfile, Long, Single, Blue |  |  | 0 | pc/s | [24 empty] | 0
1723 | FFE-OFF_1011 |  | Magfile, Long, Single, Green |  |  | 0 | pc/s | [24 empty] | 0
1724 | EIC-PAR_1079 |  | Magnet, Test/Reset |  |  | 1 | pc/s | [24 empty] | 1
1725 | CON-EIC_1168 |  | Magnetic Wire #19 |  |  | 0 | kg/s | [24 empty] | 0
1726 | CON-EIC_1219 |  | Magnetic Wire #21 |  |  | 0 | kg/s | [24 empty] | 0
1727 | CON-EIC_1190 |  | Magnetic Wire #23 |  |  | 0 | kg/s | [24 empty] | 0
1728 | CON-EIC_1191 |  | Magnetic Wire #24 |  |  | 0 | kg/s | [24 empty] | 0
1729 | TOO-HAN_1086 |  | Mallet, Dead Blow, 25040, 2Lbs |  |  | 0 | pc/s | [24 empty] | 0
1730 | TOO-HAN_1076 |  | Mallet, Plastic, Model: TL1814N, 30mm |  |  | 0 | pc/s | [24 empty] | 0
1731 | TOO-HAN_1054 |  | Mallet, Rubber, 3" |  |  | 0 | pc/s | [24 empty] | 0
1732 | CON-OFF_1121 |  | Manila Paper |  |  | 0 | pc/s | [24 empty] | 0
1733 | EIC-PAR_1080 |  | Manometer Tube |  |  | 2 | pc/s | [24 empty] | 2
1734 | EIC-PAR_1082 |  | Manometer, U-Tube, Type 1221-12-W/M, 12 (6-0-6) in. w.c. |  |  | 4 | pc/s | [24 empty] | 4
1735 | EIC-PAR_1081 |  | Manometer, U-Tube, Type 1221-36-W/M, 36 (18-0-18) in. w.c. |  |  | 5 | pc/s | [24 empty] | 5
1736 | AUX-PAR_1204 |  | Manual, Photocopy of EPC41 Automatic Discharge Contoller |  |  | 1 | set/s | [24 empty] | 1
1737 | CON-EIC_1130 |  | Marine Epoxy |  |  | 0 | tube/s | [24 empty] | 0
1738 | CON-OFF_1055 |  | Marker, Metal, White |  |  | 0 | pc/s | [24 empty] | 0
1739 | CON-OFF_1056 |  | Marker, Metal, Yellow |  |  | 0 | pc/s | [24 empty] | 0
1740 | CON-OFF_1057 |  | Marker, Permanent, Fine, Black |  |  | 0 | pc/s | [24 empty] | 0
1741 | CON-OFF_1058 |  | Marker, Permanent, Fine, Blue |  |  | 0 | pc/s | [24 empty] | 0
1742 | CON-OFF_1059 |  | Marker, Permanent, Fine, Red |  |  | 0 | pc/s | [24 empty] | 0
1743 | CON-OFF_1060 |  | Marker, White Board, Black |  |  | 0 | pc/s | [24 empty] | 0
1744 | CON-OFF_1061 |  | Marker, White Board, Blue |  |  | 0 | pc/s | [24 empty] | 0
1745 | CON-OFF_1062 |  | Marker, White Board, Red |  |  | 0 | pc/s | [24 empty] | 0
1746 | CON-MED_1035 |  | Mask, Dust |  |  | -1 | pc/s | [24 empty] | -1
1747 | CON-MED_1036 |  | Mask, Face, Cotton |  |  | 0 | pc/s | [24 empty] | 0
1748 | CON-MED_1037 |  | Mask, Face, Surgical |  |  | 0 | box/s | [24 empty] | 0
1749 | FFE-PPE_1017 |  | Mask, Full Face Shield |  |  | 0 | pc/s | [24 empty] | 0
1750 | FFE-PPE_1015 |  | Mask, Gas |  |  | 0 | pc/s | [24 empty] | 0
1751 | CON-CHE_1080 |  | Mask, N95 |  |  | 0 | pc/s | [24 empty] | 0
1752 | FFE-PPE_1031 |  | Mask, Single Respirator, W/ Free Cartridge |  |  | 0 | set/s | [24 empty] | 0
1753 | FFE-PPE_1016 |  | Mask, Welding |  |  | 0 | pc/s | [24 empty] | 0
1754 | CON-CHE_1074 |  | MB-215 (043C), 210LT/DM, APC, CA |  |  | 195 | ltr/s | [13 empty] | 10 |  | 10 | [8 empty] | 185
1755 | CON-CHE_1075 |  | MB-60B (4615), 4KG/DM, APC, CA, Oxidizing Biocide |  |  | 5 | pack/s | [24 empty] | 5
1756 | CON-OFF_1095 |  | Measure, Tape, 60inches |  |  | 0 | pc/s | [24 empty] | 0
1757 | CON-MED_1038 |  | Mefenamic Acid |  |  | 0 | tab/s | [24 empty] | 0
1758 | CON-CON_1253 |  | Metal Polish |  |  | 0 | can/s | [24 empty] | 0
1759 | BUI-MAT_1250 |  | Metal Stud, 2" x 3" x 10ft |  |  | 0 | lgth/s | [24 empty] | 0
1760 | ENG-SUL_1164 |  | Metal Tube for Fuel Pressure Line, PN 3446280386, K 27264 A |  |  | 10 | pc/s | [24 empty] | 10
1761 | ENG-SUL_1165 |  | Metal Tube for Fuel Pressure Line, PN 3446280386, K 27264 B |  |  | 8 | pc/s | [24 empty] | 8
1762 | BUI-MAT_1251 |  | Metal, Furring, 1" x 2" x 6mtrs |  |  | 0 | lgth/s | [24 empty] | 0
1763 | TOO-MEA_1001 |  | Meter Stick |  |  | 0 | pc/s | [24 empty] | 0
1764 | EIC-PAR_1489 |  | Meter, Electronic Energy, Single Phase, 2 Wire, 220 - 240V, 10 (60)A, Sub Meter |  |  | 0 | pc/s | [24 empty] | 0
1765 | AUX-PAR_1284 |  | Meter, Water, 1/2"dia |  |  | 3 | pc/s | [24 empty] | 3
1766 | CON-EIC_1208 |  | Mica Sheet, Flexible, 0.4 mm Thick x 1000 mm x 1200 mm |  |  | 0 | sht/s | [24 empty] | 0
1767 | EIC-PAR_1317 |  | Microlog W/ Accessories, CMXA 75-K-SL / CMSW7300 |  |  | 1 | unit/s | [24 empty] | 1
1768 | CON-MED_1039 |  | Micropore Plaster, 1" x 10yards |  |  | 0 | roll/s | [24 empty] | 0
1769 | FFE-APP_1018 |  | Microwave Oven |  |  | 0 | unit/s | [24 empty] | 0
1770 | EIC-PAR_1373 |  | Microwave Radio Equipment(MWR) Aviat ODU 600 Digital, 7Ghz (1 lot / 2 units) |  |  | 0 | unit/s | [24 empty] | 0
1771 | AUT-TRA_1009 |  | Mirror, Right Side |  |  | 0 | pc/s | [7 empty] | 1 | [16 empty] | 1 | bar: MATERIAL RECIEVED 01/06
1772 | ENG-PIE_1011 |  | Monel Joint, Injector Pipe |  |  | 18 | pc/s | [24 empty] | 18
1773 | FFE-OFF_1027 |  | Monitor, 18" / 19" |  |  | 0 | pc/s | [24 empty] | 0
1774 | CON-HOU_1031 |  | Mop Handle |  |  | 0 | pc/s | [24 empty] | 0
1775 | CON-HOU_1032 |  | Mop Head |  |  | 0 | pc/s | [24 empty] | 0
1776 | CON-HOU_1033 |  | Mop w/ Handle |  |  | 0 | pc/s | [24 empty] | 0
1777 | EIC-PAR_1083 |  | Moulding, Electrical, 1/2" |  |  | 0 | pc/s | [24 empty] | 0
1778 | BUI-MAT_1249 |  | Moulding, Lattice, 1" x 1/4" x 10ft |  |  | 0 | lgth/s | [24 empty] | 0
1779 | BUI-MAT_1040 |  | Moulding, Lattice, 1/2" x 2" x 10 |  |  | 0 | lgth/s | [24 empty] | 0
1780 | BUI-MAT_1041 |  | Moulding, Lattice, 1/4" x 2" x 10 |  |  | 0 | lgth/s | [24 empty] | 0
1781 | BUI-MAT_1194 |  | Moulding, Lattice, 3/8" x 1" x 10 |  |  | 0 | lgth/s | [24 empty] | 0
1782 | CON-EIC_1135 |  | Moulding, Plastic, Electrical, 1" |  |  | 0 | lgth/s | [24 empty] | 0
1783 | CON-HOU_1070 |  | Multi Insect Killer Spray |  |  | 0 | can/s | [24 empty] | 0
1784 | EIC-PAR_1345 |  | Multimode Fiber Optic Cable, SEL-C808 62.5 / 125 um |  |  | 0 | lot/s | [24 empty] | 0
1785 | CON-MED_1058 |  | Multivitamins, Minerals, 500 tab/bot |  |  | 0 | bot/s | [24 empty] | 0
1786 | CON-MED_1040 |  | Multivitamins, Vitamin C 500tabs/bot |  |  | 0 | bot/s | [24 empty] | 0
1787 | CON-EIC_1218 |  | Mylar Film #007 |  |  | 0 | feet | [24 empty] | 0
1788 | CON-EIC_1220 |  | Mylar Film #3 |  |  | 0 | feet | [24 empty] | 0
1789 | CON-EIC_1060 |  | Mylar Film #7 |  |  | 0 | sht/s | [24 empty] | 0
1790 | CON-EIC_1172 |  | Mylar, Nomex, 10mils x 36" wide |  |  | 0 | mtr/s | [24 empty] | 0
1791 | CON-EIC_1204 |  | Mylar, Nomex, 002mils x 36" wide |  |  | 0 | mtr/s | [24 empty] | 0
1792 | CON-EIC_1203 |  | Mylar, Nomex, 015mils x 36" wide |  |  | 0 | mtr/s | [24 empty] | 0
1793 | EIC-PAR_1366 |  | N Type Male Crimp / Clamp Connector |  |  | 0 | pc/s | [24 empty] | 0
1794 | CON-CON_1239 |  | Nail, U |  |  | 0 | kg/s | [24 empty] | 0
1795 | CON-CON_1038 |  | Nails, Common, 1" |  |  | 0 | kg/s | [24 empty] | 0
1796 | CON-CON_1037 |  | Nails, Common, 1-1/2" |  |  | 0 | kg/s | [24 empty] | 0
1797 | CON-CON_1040 |  | Nails, Common, 2" |  |  | 0 | kg/s | [24 empty] | 0
1798 | CON-CON_1039 |  | Nails, Common, 2-1/2" |  |  | 5 | kg/s | [24 empty] | 5
1799 | CON-CON_1042 |  | Nails, Common, 3" |  |  | 2 | kg/s | [24 empty] | 2
1800 | CON-CON_1041 |  | Nails, Common, 3-1/2" |  |  | 0 | kg/s | [24 empty] | 0
1801 | CON-CON_1043 |  | Nails, Common, 4" |  |  | 0 | kg/s | [24 empty] | 0
1802 | CON-CON_1044 |  | Nails, Concrete, 2" |  |  | 0 | kg/s | [24 empty] | 0
1803 | CON-CON_1045 |  | Nails, Concrete, 4" |  |  | 0 | kg/s | [24 empty] | 0
1804 | CON-CON_1276 |  | Nails, Finishing, 1" |  |  | 0 | kg/s | [24 empty] | 0
1805 | CON-CON_1046 |  | Nails, Finishing, 1-1/2" |  |  | 0 | kg/s | [24 empty] | 0
1806 | CON-CON_6375 |  | Nails, Finishing, 2" |  |  | 0 | kg/s | [24 empty] | 0
1807 | CON-CON_1047 |  | Nails, Finishing, 2-1/2" |  |  | 0 | kg/s | [24 empty] | 0
1808 | CON-CON_1048 |  | Nails, Finishing, 4" |  |  | 0 | kg/s | [24 empty] | 0
1809 | CON-CON_1355 |  | Nails, For Hardiflex |  |  | 0 | kg/s | [24 empty] | 0
1810 | CON-CON_1049 |  | Nails, Umbrella, 2-1/2" |  |  | 23 | kg/s | [24 empty] | 23
1811 | CON-CHE_1049 |  | NALCO 19Pulv, (SO3 - Oxygen Scavenger) |  |  | 55.2 | kg/s | [24 empty] | 55.2
1812 | CON-CHE_1050 |  | NALCO 3DT120, (3DT120 Residual - Scale Inhibitor) |  |  | 27 | kg/s | [24 empty] | 27
1813 | CON-CHE_1051 |  | NALCO 3DT129, (3DT129 Residual - Corrosion Inhibitor) |  |  | 257 | kg/s | [24 empty] | 257
1814 | CON-CHE_1087 |  | NALCO 3DT394, (3DT394 - Scale Inhibitor) |  |  | 231 | kg/s | [24 empty] | 231
1815 | CON-CHE_1052 |  | NALCO 7330, (Non-Oxidizing Biocide) |  |  | 26 | kg/s | [24 empty] | 26
1816 | CON-CHE_1053 |  | NALCO 73550, (Biodespersant) |  |  | 0 | kg/s | [24 empty] | 0
1817 | CON-CHE_1054 |  | NALCO 8457, (PO4 - Scale & Corrosion Inhibitor) |  |  | 36 | kg/s | [24 empty] | 36
1818 | _6377 |  | Natures Mineral Water |  |  | 0 | bot/s | [24 empty] | 0
1819 | CON-CON_1099 |  | Neutralizer, Concrete/Masonry, 4L/gal |  |  | 0 | gal/s | [24 empty] | 0
1820 | CON-CON_1100 |  | Neutralizer, Concrete/Masonry, 4L/gal |  |  | 1 | gal/s | [24 empty] | 1
1821 | ENG-SUL_1030 |  | Nipple for Indicator Valve K 27016, K 27019 |  |  | 24 | pc/s | [24 empty] | 24
1822 | ENG-SUL_1156 |  | Nipple For Indicator Valve, K 27752 / K 27017 |  |  | 9 | pc/s | [24 empty] | 9
1823 | ENG-SUL_1158 |  | Nipple for Indicator Valve, K 27754 / K 27019 |  |  | 6 | pc/s | [24 empty] | 6
1824 | BUI-PIP_1169 |  | Nipple, Close, 1/4" x 7/8" |  |  | 3 | pc/s | [24 empty] | 3
1825 | BUI-PIP_1170 |  | Nipple, Control Air Compressor |  |  | 0 | pc/s | [24 empty] | 0
1826 | BUI-PIP_1295 |  | Nipple, GI Long, 1/2 Inches x 1 Inch |  |  | 0 | pc/s | [24 empty] | 0
1827 | BUI-PIP_1294 |  | Nipple, GI Long, 1/2 Inches x 2 Inches |  |  | 0 | pc/s | [24 empty] | 0
1828 | BUI-PIP_1296 |  | Nipple, GI Long, 1/2 Inches x 6 Inches |  |  | 0 | pc/s | [24 empty] | 0
1829 | BUI-PIP_1270 |  | Nipple, GI, 1" x 2" |  |  | 2 | pc/s | [24 empty] | 2
1830 | BUI-PIP_1314 |  | Nipple, GI, 1" x 6", Sch.-40 |  |  | 0 | pc/s | [24 empty] | 0
1831 | BUI-PIP_1171 |  | Nipple, GI, 1/2" x 3" |  |  | 0 | pc/s | [24 empty] | 0
1832 | BUI-PIP_1313 |  | Nipple, GI, 1/2" x 6", Sch.-40 |  |  | 0 | pc/s | [24 empty] | 0
1833 | BUI-PIP_1172 |  | Nipple, GI, 2" |  |  | 0 | pc/s | [24 empty] | 0
1834 | BUI-PIP_1365 |  | Nipple, GI, 2" x 6" - Long, Threaded Outside |  |  | 0 | pc/s | [24 empty] | 0
1835 | BUI-PIP_1308 |  | Nipple, GI, 3/4" x 6" |  |  | 0 | ream/s | [24 empty] | 0
1836 | BUI-PIP_1292 |  | Nipple, GI, 8" x 3" |  |  | 1 | pc/s | [24 empty] | 1
1837 | AUX-PAR_1265 |  | Nipple, Hydraulic Hose, Stainless, 1/4" NPT, Material: SS304 |  |  | 0 | pc/s | [24 empty] | 0
1838 | AUX-PAR_1264 |  | Nipple, Hydraulic Hose, Stainless, 3/4" NPT, Material: SS304 |  |  | 0 | pc/s | [24 empty] | 0
1839 | AUX-PAR_1287 |  | Nipple, Pipe, Threaded, 304 SS, Sch.40, 1" x 5" |  |  | 0 | pc/s | MATERIAL RECIEVED 01/07: 16 | 16 | [16 empty] | 16
1840 | AUX-PAR_1290 |  | Nipple, Pipe, Threaded, 304 SS, Sch.40, 1" x 6" |  |  | 0 | pc/s | [24 empty] | 0
1841 | BUI-PIP_1173 |  | Nipple, Reducer, BI, 1" x 1/2" |  |  | 0 | pc/s | [24 empty] | 0
1842 | BUI-PIP_1174 |  | Nipple, Reducer, BI, 21mm x 3/4" |  |  | 0 | pc/s | [24 empty] | 0
1843 | BUI-PIP_1350 |  | Nipple, SS, 1" x 4" |  |  | 4 | pc/s | [24 empty] | 4
1844 | BUI-MAT_1228 |  | Nipple, SS, Sch-80, 2" x 6" Long, (Pipe Connector) |  |  | 1 | pc/s | [24 empty] | 1
1845 | BUI-PIP_1348 |  | Nipple, Stainless Long, Schedule 40, 1-1/4" x 4" |  |  | 0 | pc/s | [24 empty] | 0
1846 | BUI-PIP_1324 |  | Nipple, Stainless Long, Schedule 40, 1/2" x 2" |  |  | 0 | pc/s | [24 empty] | 0
1847 | CON-SAF_1005 |  | No Smoking Sign, 8.8" c 11" / 21.59cm x 27.94cm |  |  | 0 | pc/s | [24 empty] | 0
1848 | EIC-PAR_1339 |  | Node Protection Card High Power |  |  | 0 | pc/s | [24 empty] | 0
1849 | CON-OFF_1119 |  | Notebooks, 40 Leaves |  |  | 0 | pc/s | [24 empty] | 0
1850 | ENG-SUL_1014 |  | Nozzle with Needle, 160 x 12 x 0.475 R, K 27240 |  |  | 24 | pc/s | [24 empty] | 24
1851 | ENG-PIE_1014 |  | Nozzle, Fuel Injector, 10 x 0.65 x 140 Deg, 02.416.8160.00 |  |  | 38 | pc/s | [24 empty] | 38
1852 | ENG-SUL_1147 |  | Nut For Fuel Injection Valve, K 27209 |  |  | 18 | pc/s | [24 empty] | 18
1853 | ENG-SUL_1173 |  | Nut For Stud K 11122 (ZV) and 21112 (ZL), K 27039 |  |  | 50 | pc/s | [24 empty] | 50
1854 | BUI-HAR_1079 |  | Nut, High Tensile, M22 x 2.5 Pitch |  |  | 0 | pc/s | [24 empty] | 0
1855 | ENG-SUL_1178 |  | Nut, K 27258 |  |  | 8 | pc/s | [24 empty] | 8
1856 | BUI-HAR_1086 |  | Nut, M10 |  |  | 94 | pc/s | [24 empty] | 94
1857 | BUI-MAT_1143 |  | Nut, M16 |  |  | 35 | pc/s | [24 empty] | 35
1858 | BUI-HAR_1116 |  | Nut, M25 |  |  | 78 | pc/s | [24 empty] | 78
1859 | BUI-HAR_1094 |  | Nut, M8 x 1.25 pitch |  |  | 0 | pc/s | [24 empty] | 0
1860 | ENG-SUL_1132 |  | Nut, Self Locking, K 42114 |  |  | 28 | pc/s | [24 empty] | 28
1861 | AUX-PAR_1215 |  | O ring, Fabricated, Viton, Brown, OD:830mm, ID:810mm, Thickness:10mm |  |  | 6 | pc/s | [24 empty] | 6
1862 | ENG-SUL_1070 |  | O-ring (Black), K 21404B |  |  | 560 | pc/s | [24 empty] | 560
1863 | ENG-SUL_1025 |  | O-ring , for Cylinder Cover, K 27051 |  |  | 46 | pc/s | [24 empty] | 46
1864 | ENG-SUL_1008 |  | O-ring , for Flange, Nit., K 11072 |  |  | 24 | pc/s | [24 empty] | 24
1865 | ENG-SUL_1009 |  | O-ring , for Flange, Nit., K 11073 |  |  | 24 | pc/s | [24 empty] | 24
1866 | ENG-SUL_1032 |  | O-ring , for Nozzle Holder, K 27211 |  |  | 42 | pc/s | [24 empty] | 42
1867 | ENG-SUL_1033 |  | O-ring , for Nut K27209, PN 3446275882, K 27212 |  |  | 26 | pc/s | [24 empty] | 26
1868 | ENG-SUL_1010 |  | O-ring , for Thrust Bolt, Nit., K 11039 |  |  | 24 | pc/s | [24 empty] | 24
1869 | ENG-SUL_1011 |  | O-ring , for Thrust bolt, Nit., K 11040 |  |  | 24 | pc/s | [24 empty] | 24
1870 | ENG-SUL_1013 |  | O-ring , for Valve Guide, Vit., PN 3446275413, K 27113 |  |  | 152 | pc/s | [24 empty] | 152
1871 | ENG-SUL_1027 |  | O-ring , For Valve Seat K 27108, K 27122 |  |  | 84 | pc/s | [24 empty] | 84
1872 | ENG-SUL_1253 |  | O-ring for Connecting Piece K 44130, PN 3446275004, K 44140 |  |  | 482 | pc/s | [24 empty] | 482
1873 | ENG-SUL_1242 |  | O-ring for Cylinder Liner, PN 3446275092, K 21406 |  |  | 338 | pc/s | [24 empty] | 338
1874 | ENG-SUL_1259 |  | O-ring for Housing K 27259 and K 27263, K 27275 |  |  | 640 | pc/s | [24 empty] | 640
1875 | ENG-SUL_1111 |  | O-ring, For Starting-Air Stop Valve, K 43529 |  |  | 36 | pc/s | [24 empty] | 36
1876 | AUX-PAR_1214 |  | O-ring, #138 |  |  | 2 | pc/s | [24 empty] | 2
1877 | AUX-PAR_1213 |  | O-ring, #146 |  |  | 2 | pc/s | [24 empty] | 2
1878 | AUX-PAR_1212 |  | O-ring, #232 |  |  | 2 | pc/s | [24 empty] | 2
1879 | AUX-PAR_1166 |  | O-Ring, 017Q111 |  |  | 18 | pc/s | [24 empty] | 18
1880 | AUX-PAR_1294 |  | O-ring, 1.78 x 27, 0.070 x 1.063 x 26.70 mm GA |  |  | 0 | pc/s | [24 empty] | 0
1881 | AUX-PAR_1295 |  | O-ring, 1.78 x 3.18, 0.070 x 0.125 x 2.9 GAPM |  |  | 0 | pc/s | [24 empty] | 0
1882 | AUX-PAR_1296 |  | O-ring, 2 x 30, GAPMTA VITON |  |  | 0 | pc/s | [24 empty] | 0
1883 | AUX-PAR_1298 |  | O-ring, 2mm x 11mm, (as per sample) |  |  | 0 | pc/s | [24 empty] | 0
1884 | AUX-PAR_1293 |  | O-ring, 3.53 x 22.23, 0.139 x 0.875 x 21.82 mm |  |  | 0 | pc/s | [24 empty] | 0
1885 | AUX-PAR_1164 |  | O-Ring, 3013001, SJ 6000 |  |  | 1 | pc/s | [24 empty] | 1
1886 | AUX-PAR_1165 |  | O-Ring, 3024012, SJ 6000 |  |  | 8 | pc/s | [24 empty] | 8
1887 | AUX-PAR_1041 |  | O-Ring, 3024016, SJ 6000 |  |  | 8 | pc/s | [24 empty] | 8
1888 | AUX-PAR_1297 |  | O-ring, 3mm x 15mm, (as per sample) |  |  | 0 | pc/s | [24 empty] | 0
1889 | ENG-SUL_1117 |  | O-ring, 50mm x 40mm x 5mm |  |  | 28 | pc/s | [24 empty] | 28
1890 | AUX-PAR_1043 |  | O-Ring, 6016005, SJ 6000 |  |  | 5 | pc/s | [24 empty] | 5
1891 | AUX-PAR_1044 |  | O-Ring, 6016009, SJ 6000 |  |  | 5 | pc/s | [24 empty] | 5
1892 | AUX-PAR_1045 |  | O-Ring, 6081003, SJ 6000 |  |  | 2 | pc/s | [24 empty] | 2
1893 | AUX-PAR_1046 |  | O-Ring, 6081022, SJ 6000 |  |  | 2 | pc/s | [24 empty] | 2
1894 | AUX-PAR_1047 |  | O-Ring, 6081024, SJ 6000 |  |  | 2 | pc/s | [24 empty] | 2
1895 | AUX-PAR_1048 |  | O-Ring, 6081030, SJ 6000 |  |  | 4 | pc/s | [24 empty] | 4
1896 | AUX-PAR_1049 |  | O-Ring, 6081033, SJ 6000 |  |  | 2 | pc/s | [24 empty] | 2
1897 | AUX-PAR_1050 |  | O-Ring, 6081035, SJ 6000 |  |  | 2 | pc/s | [24 empty] | 2
1898 | AUX-PAR_1051 |  | O-Ring, 6081038, SJ 6000 |  |  | 2 | pc/s | [24 empty] | 2
1899 | ENG-PIE_1004 |  | O-ring, Air Intake Manifold, 12mm x 385mm dia |  |  | 36 | pc/s | [24 empty] | 36
1900 | ENG-PIE_1007 |  | O-ring, Cylinder Liner, Viton, 8mm x 630mm Dia |  |  | 33 | pc/s | [24 empty] | 33
1901 | ENG-PIE_1029 |  | O-ring, Fabricated, Nitrile,700mm(OD) x 681mm(ID) x 9.5mm(CS), for Lube Oil Cooler |  |  | 6 | pc/s | [24 empty] | 6
1902 | ENG-PIE_1023 |  | O-ring, Fabricated, Nitrile,700mm(OD) x 684mm(ID) x 8.0mm(CS), for Lube Oil Cooler |  |  | 0 | pc/s | [24 empty] | 0
1903 | ENG-SUL_1254 |  | O-ring, For Cooling Insert K 34133, PN 3466275142, K 34144 |  |  | 164 | pc/s | [24 empty] | 164
1904 | ENG-SUL_1069 |  | O-ring, for Cylinder Liner (Orange), K 21404A |  |  | 184 | pc/s | [24 empty] | 184
1905 | ENG-SUL_1261 |  | O-ring, For Flange - K 28030, K 28045 |  |  | 328 | pc/s | [24 empty] | 328
1906 | ENG-SUL_1264 |  | O-ring, For K 27402 and K 27403, PN 3436275004, K 27411 |  |  | 124 | pc/s | [24 empty] | 124
1907 | ENG-SUL_1266 |  | O-ring, For K 42201, K 42215 |  |  | 22 | pc/s | [24 empty] | 22
1908 | ENG-SUL_1265 |  | O-ring, For Metal Tube K 27264, PN 3446275022, K 27276 |  |  | 1074 | pc/s | [24 empty] | 1074
1909 | ENG-SUL_1257 |  | O-ring, For Nut K 27039, K 27056 |  |  | 166 | pc/s | [24 empty] | 166
1910 | ENG-SUL_1256 |  | O-ring, For Ring K 11116, PN 3446270842, K 11126 |  |  | 156 | pc/s | [24 empty] | 156
1911 | ENG-SUL_1262 |  | O-ring, For Ring K-27010, PN 3446275104, K 27055 |  |  | 250 | pc/s | [24 empty] | 250
1912 | ENG-SUL_1102 |  | O-ring, K 21405 |  |  | 284 | pc/s | [24 empty] | 284
1913 | ENG-SUL_1252 |  | O-ring, K 28044 |  |  | 318 | pc/s | [24 empty] | 318
1914 | ENG-SUL_1116 |  | O-ring, K 43160 |  |  | 24 | pc/s | [24 empty] | 24
1915 | ENG-SUL_1263 |  | O-ring, K 55035 |  |  | 426 | pc/s | [24 empty] | 426
1916 | ENG-SUL_1258 |  | O-ring, K 55036 |  |  | 480 | pc/s | [24 empty] | 480
1917 | ENG-SUL_1260 |  | O-ring, K 55037 |  |  | 786 | pc/s | [24 empty] | 786
1918 | ENG-SUL_1255 |  | O-ring, K 73036 |  |  | 42 | pc/s | [24 empty] | 42
1919 | ENG-SUL_1107 |  | O-ring, K 77136 |  |  | 36 | pc/s | [24 empty] | 36
1920 | AUX-PAR_1189 |  | O-Ring, Nitrile Rubber, OD:51mm, ID:47mm, Thickness:2mm, Circular Cross Section |  |  | 2 | pc/s | [24 empty] | 2
1921 | AUX-PAR_1190 |  | O-Ring, Nitrile Rubber, OD:69mm, ID:65mm, Thickness:2mm, Circular Cross Section |  |  | 2 | pc/s | [24 empty] | 2
1922 | ENG-PIE_1006 |  | O-ring, Starting Valve, 5mm x 48mm Dia |  |  | 72 | pc/s | [24 empty] | 72
1923 | AUX-PAR_1042 |  | O-Ring, U-Packing, 6013005, SJ 6000 |  |  | 1 | pc/s | [24 empty] | 1
1924 | AUX-PAR_1052 |  | O-Ring, Viton 216 |  |  | 8 | pc/s | [24 empty] | 8
1925 | AUX-PAR_1053 |  | O-Ring, Viton 248 |  |  | 1 | pc/s | [24 empty] | 1
1926 | EIC-PAR_1332 |  | ODU 600 7GHZ HP7421-7491 MHZ TX-LOW |  |  | 0 | pc/s | [24 empty] | 0
1927 | EIC-PAR_1333 |  | ODU 600 7GHZ HP7582-7652 MHZ TX-HIGH |  |  | 0 | pc/s | [24 empty] | 0
1928 | EIC-PAR_1363 |  | ODU Pole Mount |  |  | 0 | pc/s | [24 empty] | 0
1929 | FFE-TES_1006 |  | OFIL Systems DayCor scalar UV Visible Bi-Spectral Compact Handheld Corona Detection Camera, With LCD Hood Cover, Battery Charger, Rechargeable Extended Batteries |  |  | 0 | unit/s | [24 empty] | 0
1930 | EIC-PAR_1320 |  | Ohmmeter, Digital Low Resistance, DLRO 10, 10A, With DH4-C Duplex Handspikes(x2), One With Indicator Lights, 1.2m / 4 ft |  |  | 1 | unit/s | [24 empty] | 1
1931 | CON-OEA_1023 |  | Oil Can |  |  | 0 | can/s | [24 empty] | 0
1932 | ENG-SUL_1319 |  | Oil Collector |  |  | 4 | pc/s | [24 empty] | 4
1933 | AUT-TRA_1002 |  | Oil Filter, C-215 |  |  | 0 | pc/s | [24 empty] | 0
1934 | ENG-SUL_1330 |  | Oil Ring Stopper, Pedestal Bearing |  |  | 4 | pc/s | [24 empty] | 4
1935 | CON-AUT_1027 |  | Oil, 2T |  |  | 0 | ltr/s | [24 empty] | 0
1936 | AUT-TRA_1003 |  | Oil, Diesel Engine, REV-X |  |  | 0 | ltr/s | [24 empty] | 0
1937 | CON-FUE_1016 |  | Oil, Engine, 20W-50, Euro Lube, 4T |  |  | 0 | ltr/s | [24 empty] | 0
1938 | CON-FUE_1007 |  | Omala S2 G 150 |  |  | 7 | pail/s | [11 empty] | 1 |  |  |  | 1 | [8 empty] | 6
1939 | CON-FUE_1008 |  | Omala S2 G 220 |  |  | 2 | pail/s | [24 empty] | 2
1940 | TOO-HAN_1048 |  | Open Wrench - 10 x 11mm |  |  | 0 | pc/s | [24 empty] | 0
1941 | ENG-SUL_1079 |  | Orbit Motor, Complete, K 72104 |  |  | 8 | pc/s | [24 empty] | 8
1942 | AUX-PAR_1054 |  | Orifice, SJ 6000 |  |  | 1 | pc/s | [24 empty] | 1
1943 | ENG-SUL_1267 |  | Oring, K 21445 |  |  | 36 | pc/s | [24 empty] | 36
1944 | ENG-SUL_1073 |  | Outer Valve Spring for the Inlet and Exhaust Valve, PN 8446276173, K 27504 |  |  | 212 | pc/s | [24 empty] | 212
1945 | EIC-PAR_1084 |  | Outlet, Convenience, (for Aircon) |  |  | 1 | pc/s | [24 empty] | 1
1946 | EIC-PAR_1085 |  | Outlet, Convenience, 1 Gang |  |  | 0 | pc/s | [24 empty] | 0
1947 | EIC-PAR_1086 |  | Outlet, Convenience, 2 Gang |  |  | 0 | pc/s | [24 empty] | 0
1948 | EIC-PAR_1087 |  | Outlet, Convenience, 3 Gang |  |  | 3 | pc/s | [24 empty] | 3
1949 | EIC-PAR_1467 |  | Outlet, Convenience, 3 Gang, w/ Cover & Plate |  |  | 0 | set/s | [24 empty] | 0
1950 | CON-EIC_1221 |  | Outlet, Flush Type, 1 Gang, 2 Prong |  |  | 0 | set/s | MATERIAL RECIEVED 01/07: 2 | 2 | [16 empty] | 2
1951 | EIC-PAR_1488 |  | Outlet, Universal, 2 Gang |  |  | 0 | pc/s | [24 empty] | 0
1952 | CON-FUE_1009 |  | Oxygen |  |  | 8 | cyl/s | [24 empty] | 8
1953 | BUI-PIP_1305 |  | P-Trap, Hand Basin, 1-1/4 Inches |  |  | 1 | set/s | [24 empty] | 1
1954 | BUI-PIP_1299 |  | P-Trap, Lavatory, 1-1/4 Inches |  |  | 0 | set/s | [24 empty] | 0
1955 | BUI-PIP_1175 |  | P-Trap, PVC, 1-1/2" |  |  | 1 | pc/s | [24 empty] | 1
1956 | BUI-MAT_1097 |  | P-Trap, PVC, 2" |  |  | 0 | pc/s | [24 empty] | 0
1957 | BUI-PIP_1176 |  | P-Trap, PVC, 4" |  |  | 1 | pc/s | [24 empty] | 1
1958 | ENG-SUL_1115 |  | Packing Ring for Locking Screw K 43573, K 43574 |  |  | 70 | pc/s | [24 empty] | 70
1959 | ENG-SUL_1108 |  | Packing Ring, K 43532 |  |  | 60 | pc/s | [24 empty] | 60
1960 | AUX-PAR_1055 |  | Packing, Felt |  |  | 0 | feet | [24 empty] | 0
1961 | ENG-SUL_1130 |  | Packing, K 66151 SEM |  |  | 36 | pc/s | [24 empty] | 36
1962 | ENG-SUL_1123 |  | Packing, K 66154 |  |  | 72 | pc/s | [24 empty] | 72
1963 | AUX-PAR_1056 |  | Packing, Square, 10mm x 10mm |  |  | 1 | pc/s | [24 empty] | 1
1964 | ENG-PIE_1009 |  | Packing, Valve Gear |  |  | 18 | pc/s | [24 empty] | 18
1965 | AUX-PAR_1057 |  | Packing, Valve, 6081039, SJ 6000 |  |  | 2 | pc/s | [24 empty] | 2
1966 | AUX-PAR_1058 |  | Packing/ Gasket, Sheet, 6013004, SJ 6000 |  |  | 1 | sht/s | [24 empty] | 1
1967 | AUX-PAR_1059 |  | Packing/ Gasket, Sheet, 6013012, SJ 6000 |  |  | 1 | sht/s | [24 empty] | 1
1968 | AUX-PAR_1060 |  | Packing/ Gasket, Sheet, 6014011, SJ 6000 |  |  | 1 | sht/s | [24 empty] | 1
1969 | AUX-PAR_1061 |  | Packing/ Gasket, Sheet, 6015005, SJ 6000 |  |  | 1 | sht/s | [24 empty] | 1
1970 | AUX-PAR_1062 |  | Packing/ Gasket, Sheet, 6015011, SJ 6000 |  |  | 1 | sht/s | [24 empty] | 1
1971 | AUX-PAR_1063 |  | Packing/ Gasket, Sheet, 6016012, SJ 6000 |  |  | 5 | sht/s | [24 empty] | 5
1972 | AUX-PAR_1064 |  | Packing/ Gasket, Sheet, 6041002, SJ 6000 |  |  | 2 | sht/s | [24 empty] | 2
1973 | AUX-PAR_1065 |  | Packing/ Gasket, Sheet, 6041016, SJ 6000 |  |  | 2 | sht/s | [24 empty] | 2
1974 | FFE-SSE_1046 |  | Padlock, Brass, 50mm |  |  | 0 | set/s | [24 empty] | 0
1975 | FFE-SSE_1025 |  | Padlock, Chrome Plated, 50mm |  |  | 0 | set/s | [24 empty] | 0
1976 | FFE-SSE_1044 |  | Padlock, Laminated Steel, Hardened Steel Shackle, With 2 Keys 40mm |  |  | 0 | set/s | [24 empty] | 0
1977 | FFE-SSE_1027 |  | Padlock, Ordinary |  |  | 0 | set/s | [24 empty] | 0
1978 | FFE-SSE_1049 |  | Padlock, Zinc Warded Lock Hinge Hasp, #450D |  |  | 0 | pc/s | [24 empty] | 0
1979 | _6384 |  | Pail |  |  | 0 | pc/s | [24 empty] | 0
1980 | FFE-SSE_1015 |  | Pail, Fire (Fire Bucket) |  |  | 0 | pc/s | [24 empty] | 0
1981 | CON-CON_1101 |  | Paint and Varnish Remover, 4L/Gal |  |  | 0 | gal/s | [24 empty] | 0
1982 | CON-CON_1356 |  | Paint Remover |  |  | 0 | bot/s | [24 empty] | 0
1983 | CON-CON_1105 |  | Paint, Aluminum |  |  | 0 | can/s | [24 empty] | 0
1984 | CON-CON_1254 |  | Paint, Chlorinated Rubber Based Reflectorized For Traffic, White |  |  | 0 | gal/s | [24 empty] | 0
1985 | CON-CON_1255 |  | Paint, Chlorinated Rubber Based Reflectorized For Traffic, Yellow |  |  | 0 | gal/s | [24 empty] | 0
1986 | CON-CON_1188 |  | Paint, Enamel, Aluminum |  |  | 1 | gal/s | [24 empty] | 1
1987 | CON-CON_1189 |  | Paint, Enamel, Aluminum, Liters |  |  | 0 | ltr/s | [24 empty] | 0
1988 | CON-CON_1285 |  | Paint, Enamel, Apple Green |  |  | 0 | gal/s | [24 empty] | 0
1989 | CON-CON_1246 |  | Paint, Enamel, Beige, 1 Liter |  |  | 0 | ltr/s | [24 empty] | 0
1990 | CON-CON_1106 |  | Paint, Enamel, Black |  |  | 0 | ltr/s | [24 empty] | 0
1991 | CON-CON_1107 |  | Paint, Enamel, Blue |  |  | 0 | ltr/s | [24 empty] | 0
1992 | CON-CON_1242 |  | Paint, Enamel, Crystal Blue, 1 Liter |  |  | 0 | ltr/s | [24 empty] | 0
1993 | CON-CON_1272 |  | Paint, Enamel, Dark Green |  |  | 0 | gal/s | [24 empty] | 0
1994 | CON-CON_1108 |  | Paint, Enamel, Green |  |  | 0 | ltr/s | [24 empty] | 0
1995 | CON-CON_1109 |  | Paint, Enamel, Green |  |  | 0 | tube/s | [24 empty] | 0
1996 | CON-CON_1244 |  | Paint, Enamel, International Red, 1 Liter |  |  | 0 | ltr/s | [24 empty] | 0
1997 | CON-CON_1245 |  | Paint, Enamel, Lemon Yellow, 1 Liter |  |  | 0 | ltr/s | [24 empty] | 0
1998 | CON-CON_1110 |  | Paint, Enamel, Off White |  |  | 0 | gal/s | [24 empty] | 0
1999 | CON-CON_1111 |  | Paint, Enamel, Red |  |  | 0 | ltr/s | [24 empty] | 0
2000 | CON-CON_1112 |  | Paint, Enamel, Red |  |  | 0 | can/s | [7 empty] | 1 | [16 empty] | 1 | bar: MATERIAL RECIEVED 01/06
2001 | CON-CON_1334 |  | Paint, Enamel, Uni-Apple Green |  |  | 0 | gal/s | [24 empty] | 0
2002 | CON-CON_1307 |  | Paint, Enamel, Uni-Nile Green |  |  | 1 | gal/s | [24 empty] | 1
2003 | CON-CON_1243 |  | Paint, Enamel, Uni-Nile Green, 1 Liter |  |  | 0 | ltr/s | [24 empty] | 0
2004 | CON-CON_1113 |  | Paint, Enamel, Yellow |  |  | 0 | gal/s | [24 empty] | 0
2005 | CON-CON_1187 |  | Paint, Enamel, Yellow, Liters |  |  | 0 | ltr/s | [24 empty] | 0
2006 | CON-CON_1120 |  | Paint, Epoxy Catalyst, 1L |  |  | 0 | ltr/s | [24 empty] | 0
2007 | CON-CON_1218 |  | Paint, Epoxy Enamel Top Coat, International Red |  |  | 0 | gal/s | [24 empty] | 0
2008 | CON-CON_1268 |  | Paint, Epoxy Enamel Top Coat, Off White |  |  | 0 | gal/s | [24 empty] | 0
2009 | CON-CON_1219 |  | Paint, Epoxy Enamel Top Coat, White |  |  | 0 | gal/s | [24 empty] | 0
2010 | CON-CON_1222 |  | Paint, Epoxy Enamel, Battleship Gray |  |  | 2 | gal/s | [24 empty] | 2
2011 | CON-CON_1184 |  | Paint, Epoxy Enamel, Emerald Green |  |  | 0 | gal/s | [24 empty] | 0
2012 | CON-CON_1326 |  | Paint, Epoxy Enamel, Nile Green |  |  | 0 | gal/s | [24 empty] | 0
2013 | CON-CON_1185 |  | Paint, Epoxy Enamel, Ultramarine Blue |  |  | 0 | gal/s | [24 empty] | 0
2014 | CON-CON_1197 |  | Paint, Epoxy Enamel, w/ Catalyst, Caterpillar Yellow |  |  | 2 | gal/s | [24 empty] | 2
2015 | CON-CON_1114 |  | Paint, Heat Resistant, up to 1200deg F, Aluminum |  |  | 0 | gal/s | [24 empty] | 0
2016 | CON-CON_1115 |  | Paint, Heat Resistant, up to 300deg. C, Aluminum |  |  | 0 | ltr/s | [24 empty] | 0
2017 | CON-CON_1116 |  | Paint, Heat Resistant, up to 600deg. C, Aluminum |  |  | 0 | ltr/s | [24 empty] | 0
2018 | CON-CON_1279 |  | Paint, Lacquer, Orange Blaze |  |  | 0 | gal/s | [24 empty] | 0
2019 | CON-CON_1280 |  | Paint, Latex, White, Gloss |  |  | 0 | gal/s | [24 empty] | 0
2020 | CON-CON_1271 |  | Paint, Lead, Red |  |  | 1 | gal/s | [24 empty] | 1
2021 | CON-CON_1117 |  | Paint, Masonry, Latex, Flat White |  |  | 0 | ltr/s | [24 empty] | 0
2022 | CON-CON_1118 |  | Paint, Oil Wood Stain, Maple |  |  | 0 | ltr/s | [24 empty] | 0
2023 | CON-CON_1180 |  | Paint, Oil Wood Stain, Oak |  |  | 0 | ltr/s | [24 empty] | 0
2024 | CON-CON_1298 |  | Paint, Oil Wood Stain, Walnut |  |  | 0 | ltr/s | [24 empty] | 0
2025 | CON-CON_1206 |  | Paint, Orange |  |  | 0 | can/s | [24 empty] | 0
2026 | CON-CON_1119 |  | Paint, Permacoat, Latex, Semi Gloss, B7430 |  |  | 0 | ltr/s | [24 empty] | 0
2027 | CON-CON_1121 |  | Paint, Primer, Epoxy, Gray, With Catalyst, 4L/gal |  |  | 4 | gal/s | [24 empty] | 4
2028 | CON-CON_1257 |  | Paint, Primer, Epoxy, Gray, With Catalyst, Liters |  |  | 2 | ltr/s | [24 empty] | 2
2029 | CON-CON_1261 |  | Paint, Primer, Metal, Gray, 4L/gal |  |  | 0 | gal/s | [24 empty] | 0
2030 | CON-CON_1122 |  | Paint, Primer, Metal, Red Oxide, 4L/gal |  |  | 2 | gal/s | [14 empty] | 2 | 2 | [8 empty] | 0
2031 | CON-CON_1294 |  | Paint, Rubberized, Latex, Whipple Blue |  |  | 0 | gal/s | [24 empty] | 0
2032 | CON-CON_1292 |  | Paint, Spray, Quick Drying, Apple Green, 400cc |  |  | 0 | can/s | [24 empty] | 0
2033 | CON-CON_1273 |  | Paint, Spray, Quick Drying, Black, 400cc |  |  | 0 | can/s | [24 empty] | 0
2034 | CON-CON_1102 |  | Paint, Spray, Quick Drying, Gem Green, 400cc |  |  | 0 | can/s | [24 empty] | 0
2035 | CON-CON_1104 |  | Paint, Spray, Quick Drying, Medium Yellow, 400cc |  |  | 0 | can/s | [24 empty] | 0
2036 | CON-CON_1236 |  | Paint, Spray, Quick Drying, Orange, 400cc |  |  | 0 | can/s | [24 empty] | 0
2037 | CON-CON_1103 |  | Paint, Spray, Quick Drying, Red, 400cc |  |  | 0 | can/s | [24 empty] | 0
2038 | CON-CON_1340 |  | Paint, Spray, White, 300ml |  |  | 0 | can/s | [24 empty] | 0
2039 | CON-CON_1312 |  | Paint, Touch-Up, Green |  |  | 0 | bot/s | [24 empty] | 0
2040 | CON-CON_1313 |  | Paint, Touch-Up, White |  |  | 0 | bot/s | [24 empty] | 0
2041 | TOO-POW_1008 |  | Pallet Jack, Hydraulic, 2500kgs, Model: CBY-AC |  |  | 0 | unit/s | [24 empty] | 0
2042 | EIC-PAR_1088 |  | Panel Board, Nema 1, Surface Mounted, 1MCCB, 3P, 200AT/250AF, 18KAIC@ 415V |  |  | 0 | unit/s | [24 empty] | 0
2043 | BUI-MAT_1042 |  | Panels, Colored, Super Rib Deck (Roof) 0.5mm x 1.220m x L.S |  |  | 0 | sht/s | [24 empty] | 0
2044 | BUI-MAT_1043 |  | Panels, Colored, Super Rib Deck (Sliding) 05mm x 1.220m x L.S |  |  | 0 | sht/s | [24 empty] | 0
2045 | CON-HOU_1034 |  | Paper Towels (100"s) |  |  | 0 | pack/s | [24 empty] | 0
2046 | CON-OFF_1063 |  | Paper, Bond, A4 |  |  | 0 | ream/s | [24 empty] | 0
2047 | CON-OFF_1064 |  | Paper, Bond, Long |  |  | 0 | ream/s | [24 empty] | 0
2048 | CON-OFF_1065 |  | Paper, Bond, Short |  |  | 0 | ream/s | [24 empty] | 0
2049 | CON-OFF_1096 |  | Paper, Colored, 8-1/2" x 11" |  |  | 0 | ream/s | [24 empty] | 0
2050 | CON-OFF_1066 |  | Paper, Mimeo, A4 |  |  | 0 | ream/s | [24 empty] | 0
2051 | CON-OFF_1067 |  | Paper, Mimeo, Long |  |  | 0 | ream/s | [24 empty] | 0
2052 | CON-OFF_1068 |  | Paper, Mimeo, Short |  |  | 0 | ream/s | [24 empty] | 0
2053 | CON-OFF_1120 |  | Paper, Special, Short, 20pcs/pack |  |  | 0 | pack/s | [24 empty] | 0
2054 | CON-OFF_1110 |  | Paper, Sticker, Glossy Yellow |  |  | 0 | pc/s | [24 empty] | 0
2055 | CON-OFF_1069 |  | Paper, Yellow Pad |  |  | 0 | pad/s | [24 empty] | 0
2056 | CON-OEA_1026 |  | Paste, Gasoline Gauging, 2.25oz |  |  | 0 | pc/s | [24 empty] | 0
2057 | CON-OEA_1024 |  | Paste, High Spot, Mechanic Blue, 30g |  |  | 0 | tube/s | [24 empty] | 0
2058 | CON-OEA_1027 |  | Paste, Thread, 1kg |  |  | 0 | can/s | [24 empty] | 0
2059 | CON-OEA_1025 |  | Paste, Water Finding, 85g |  |  | 8 | tube/s | [24 empty] | 8
2060 | ENG-SUL_1135 |  | Pawl for Operating Piston, K 34136 |  |  | 68 | pc/s | [24 empty] | 68
2061 | ENG-SUL_1222 |  | Pawl, For Overspeed Trip, K 46150 |  |  | 2 | pc/s | [24 empty] | 2
2062 | CON-OFF_1070 |  | Pen, Ballpoint, Black |  |  | 0 | pc/s | [24 empty] | 0
2063 | CON-OFF_1071 |  | Pen, Ballpoint, Blue |  |  | 0 | pc/s | [24 empty] | 0
2064 | CON-OFF_1072 |  | Pen, Ballpoint, Red |  |  | 0 | pc/s | [24 empty] | 0
2065 | CON-OFF_1073 |  | Pencil, Graphite, # 1 |  |  | 0 | pc/s | [24 empty] | 0
2066 | CON-OFF_1074 |  | Pencil, Graphite, # 2 |  |  | 0 | pc/s | [24 empty] | 0
2067 | CON-OFF_1075 |  | Pencil, Graphite, # 3 |  |  | 0 | pc/s | [24 empty] | 0
2068 | CON-OFF_1076 |  | Pencil, Graphite, # 4 |  |  | 0 | pc/s | [24 empty] | 0
2069 | CON-OFF_1113 |  | Pencil, No 2 |  |  | 0 | pc/s | [24 empty] | 0
2070 | CON-FUE_1010 |  | Penetrating Oil, Multi-Use |  |  | 0 | can/s | MATERIAL RECIEVED 01/07: 3 | 3 | [16 empty] | 3
2071 | CON-FUE_1017 |  | Petromar HF 4040 |  |  | -5 | drum/s | [24 empty] | -5
2072 | EIC-PAR_1473 |  | PGMP Tape 0.15 mm x 20 mm x 50 mtrs |  |  | 0 | roll/s | [24 empty] | 0
2073 | CON-CHE_1100 |  | pH 10.01 @ 25 deg, C Calibration, Buffer Sachets, (25pcs x 20ml), PN#: H170010P |  |  | 0 | pack/s | [24 empty] | 0
2074 | CON-CHE_1099 |  | pH 7.01 @ 25deg, C Calibration Buffer Sachet, (25pcs x 20ml), PN#:H170007P, |  |  | 0 | pack/s | [24 empty] | 0
2075 | EIC-PAR_1453 |  | Phoenix Contact, ATEX, UK 6 N series, 800 V Standard DIN Rail Terminal, Screw Down termination, Part No.: 3004524 |  |  | 0 | pc/s | [24 empty] | 0
2076 | EIC-PAR_1450 |  | Phoenix Contact, Cover, D-UK4/10 Series, Part No.: 3003020 |  |  | 0 | pc/s | [24 empty] | 0
2077 | EIC-PAR_1451 |  | Phoenix Contact, End Clamp, E/UK Series, Part No.: 1201442 |  |  | 0 | pc/s | [24 empty] | 0
2078 | FFE-COM_1003 |  | Phone, Mobile/ Cell |  |  | 0 | unit/s | [24 empty] | 0
2079 | FFE-COM_1004 |  | Phone/ Telephone |  |  | 0 | unit/s | [24 empty] | 0
2080 | FFE-SSE_1030 |  | Photoelectric Smoke Detector, 24V, Conventional |  |  | 0 | pc/s | [24 empty] | 0
2081 | FFE-STA_1002 |  | Pillow |  |  | 0 | pc/s | [24 empty] | 0
2082 | AUX-PAR_1066 |  | Pin Assembly Thrust |  |  | 1 | pc/s | [24 empty] | 1
2083 | ENG-SUL_1040 |  | Pin for Auxilliary Rocker Arm K 28015, K 28020 |  |  | 144 | pc/s | [24 empty] | 144
2084 | ENG-SUL_1234 |  | Pin For Fuel Injection Pump, K 55012 |  |  | 82 | pc/s | [24 empty] | 82
2085 | ENG-SUL_1209 |  | Pin, For Housing K 44101, K 44110 |  |  | 148 | pc/s | [24 empty] | 148
2086 | ENG-SUL_1203 |  | Pin, For Lever K 45025, K 45073 |  |  | 44 | pc/s | [24 empty] | 44
2087 | ENG-SUL_1241 |  | Pin, For Pawl K 46150, K 46151 |  |  | 38 | pc/s | [24 empty] | 38
2088 | ENG-SUL_1225 |  | Pin, For Roller K 44104, K 44106 |  |  | 56 | pc/s | [24 empty] | 56
2089 | ENG-SUL_1236 |  | Pin, For Roller K 55028, K 55015 |  |  | 0 | pc/s | [24 empty] | 0
2090 | CON-OFF_1115 |  | Pin, Push |  |  | 0 | box/s | [24 empty] | 0
2091 | CON-OFF_1097 |  | Pins, Color, Thumbtacks |  |  | 0 | box/s | [24 empty] | 0
2092 | AUX-PAR_1068 |  | Pipe |  |  | 1 | pc/s | [24 empty] | 1
2093 | EIC-PAR_1216 |  | Pipe Fitting, Elbow, Stainless Steel 316, 5/8 in. Female NPT |  |  | 10 | pc/s | [24 empty] | 10
2094 | TOO-HAN_1007 |  | Pipe Tap, 1" NPT |  |  | 0 | pc/s | [24 empty] | 0
2095 | TOO-HAN_1028 |  | Pipe Tap, 1/2" NPT |  |  | 0 | pc/s | [24 empty] | 0
2096 | TOO-HAN_1089 |  | Pipe Tap, 1/4, Brand: Super |  |  | 0 | pc/s | [24 empty] | 0
2097 | TOO-HAN_1090 |  | Pipe Tap, 1/8", Brand: Super |  |  | 0 | pc/s | [24 empty] | 0
2098 | TOO-HAN_1060 |  | Pipe Tap, 3/4" NPT |  |  | 0 | pc/s | [24 empty] | 0
2099 | TOO-HAN_1059 |  | Pipe Tap, 3/8" NPT |  |  | 0 | pc/s | [24 empty] | 0
2100 | BUI-MAT_1178 |  | Pipe, BI, LS11, Sch40, 1/2" x 20 ft |  |  | 0 | lgth/s | [24 empty] | 0
2101 | BUI-MAT_1179 |  | Pipe, BI, LS11, Sch40, 3/4" x 20 ft |  |  | 0 | lgth/s | [24 empty] | 0
2102 | BUI-MAT_1182 |  | Pipe, BI, Sch80, 3/4" x 20 ft |  |  | 0 | lgth/s | [24 empty] | 0
2103 | BUI-MAT_1121 |  | Pipe, BI, Seamless, ASTM A53, Grade 15, Sch80, 4" x 20 ft |  |  | 0 | lgth/s | [24 empty] | 0
2104 | BUI-MAT_1120 |  | Pipe, BI, Seamless, ASTM A53, Grade 15, Sch80, 6" x 20 ft |  |  | 0 | lgth/s | [24 empty] | 0
2105 | BUI-PIP_1343 |  | Pipe, BI, Seamless, Sch40, 1" x 20ft |  |  | 0 | lgth/s | [24 empty] | 0
2106 | BUI-PIP_1177 |  | Pipe, BI, Seamless, Sch40, 1-1/2" x 20 |  |  | 0 | lgth/s | [24 empty] | 0
2107 | BUI-PIP_1178 |  | Pipe, BI, Seamless, Sch40, 2" x 20 |  |  | 0 | lgth/s | [24 empty] | 0
2108 | BUI-PIP_1179 |  | Pipe, BI, Seamless, Sch40, 3" x 20 |  |  | 0 | lgth/s | [24 empty] | 0
2109 | BUI-PIP_1349 |  | Pipe, BI, Seamless, Sch80, 3/4" x 70" |  |  | 0 | lgth/s | [24 empty] | 0
2110 | BUI-PIP_1320 |  | Pipe, BI, Seamless, Sch80, 3/4" x 73" |  |  | 0 | lgth/s | [24 empty] | 0
2111 | BUI-PIP_1319 |  | Pipe, BI, Welded, Sch40, 1/2" x 20 ft |  |  | 0 | lgth/s | [24 empty] | 0
2112 | BUI-PIP_1370 |  | Pipe, BI, Welded, Sch40, 2" x 20 ft |  |  | 0 | lgth/s | [24 empty] | 0
2113 | BUI-PIP_1180 |  | Pipe, Control Air Compressor, Sample |  |  | 0 | pc/s | [24 empty] | 0
2114 | BUI-MAT_1216 |  | Pipe, GI, Sch20, 1" x 20 |  |  | 0 | lgth/s | [24 empty] | 0
2115 | BUI-PIP_1181 |  | Pipe, GI, Sch20, 1-1/2" x 20 |  |  | 0 | lgth/s | [24 empty] | 0
2116 | BUI-PIP_1182 |  | Pipe, GI, Sch40, 1-1/2" x 20 |  |  | 0 | lgth/s | [24 empty] | 0
2117 | BUI-PIP_1183 |  | Pipe, GI, Sch40, 2" x 20 |  |  | 0 | lgth/s | [24 empty] | 0
2118 | BUI-MAT_1095 |  | Pipe, GI, Sch40, 4" x 20 |  |  | 1 | lgth/s | [24 empty] | 1
2119 | BUI-MAT_1117 |  | Pipe, GI, Welded, Sch40, 2" x 20 ft |  |  | 0 | lgth/s | [24 empty] | 0
2120 | BUI-MAT_1204 |  | Pipe, High-density polyethylene (HDPE), 1" Offer: ISO |  |  | 65 | mtr/s | [24 empty] | 65
2121 | CON-EIC_1099 |  | Pipe, High-density polyethylene (HDPE), 1/2" Standard Gauge |  |  | 0 | mtr/s | [24 empty] | 0
2122 | BUI-MAT_1235 |  | Pipe, High-density polyethylene (HDPE), 2" Offer: ISO |  |  | 0 | mtr/s | [22 empty] | 50 | 50 | 50
2123 | BUI-MAT_1242 |  | Pipe, PVC, 1" x 10ft, Color Blue |  |  | 0 | lgth/s | [7 empty] | 1 | [16 empty] | 1 | bar: MATERIAL RECIEVED 01/07
2124 | BUI-PIP_1297 |  | Pipe, PVC, 1/2 Inches x 10 ft |  |  | 8 | lgth/s | [24 empty] | 8
2125 | EIC-PAR_1089 |  | Pipe, PVC, 2.2mm x 20mm x 10 x 15mm ID |  |  | 40 | lgth/s | [24 empty] | 40
2126 | BUI-PIP_1352 |  | Pipe, PVC, Class 150, Blue, 3" x 20ft |  |  | 0 | lgth/s | [24 empty] | 0
2127 | CON-EIC_1214 |  | Pipe, PVC, Electrical Conduit, 2-1/2" x 10ft, (63 mm ) |  |  | 3 | lgth/s | [24 empty] | 3
2128 | CON-EIC_1088 |  | Pipe, PVC, Electrical Conduit, 20 mm x 1/2" x 10ft |  |  | 3 | lgth/s | [24 empty] | 3
2129 | CON-EIC_1142 |  | Pipe, PVC, Electrical Conduit, 20 mm x 3/4" x 10ft |  |  | 6 | lgth/s | [24 empty] | 6
2130 | BUI-PIP_1326 |  | Pipe, PVC, Series 900, 6" x 10 ft |  |  | 0 | lgth/s | [24 empty] | 0
2131 | EIC-PAR_1090 |  | Pipe, Rigid Steel Conduit, 1" |  |  | 4 | lgth/s | [24 empty] | 4
2132 | EIC-PAR_1091 |  | Pipe, Rigid Steel Conduit, 1/2" |  |  | 0 | lgth/s | [24 empty] | 0
2133 | EIC-PAR_1092 |  | Pipe, Rigid Steel Conduit, 2" |  |  | 0 | lgth/s | [24 empty] | 0
2134 | EIC-PAR_1093 |  | Pipe, Rigid Steel Conduit, 3/4" |  |  | 0 | lgth/s | [24 empty] | 0
2135 | BUI-PIP_1302 |  | Pipe, UPVC, 1" Dia. ( 32mm x 2.0mm ) x 10 ft |  |  | 0 | lgth/s | [24 empty] | 0
2136 | BUI-PIP_1275 |  | Pipe, UPVC, 20mm x 1/2" x 10ft |  |  | 0 | lgth/s | [24 empty] | 0
2137 | BUI-PIP_1272 |  | Pipe, UPVC, 25 mm x 3/4" x 10ft |  |  | 0 | lgth/s | [24 empty] | 0
2138 | BUI-PIP_1288 |  | Pipe, UPVC, 4" x 10 ft |  |  | 19 | lgth/s | [24 empty] | 19
2139 | BUI-MAT_1144 |  | Pipe, UPVC, S-600, PNS-1950, Orange, 2" x 10ft |  |  | 0 | lgth/s | [24 empty] | 0
2140 | BUI-MAT_1096 |  | Pipe, Y, UPVC, 4" |  |  | 4 | pc/s | [24 empty] | 4
2141 | ENG-SUL_1106 |  | Piston and Cylinder for Fuel Injection Pump, K 55050 |  |  | 100 | pc/s | [24 empty] | 100
2142 | ENG-SUL_1144 |  | Piston Ring For K 27404, K 27409 A |  |  | 302 | pc/s | [24 empty] | 302
2143 | ENG-SUL_1148 |  | Piston Ring For K 27404, PN 3446285362, K 27410 A |  |  | 144 | pc/s | [24 empty] | 144
2144 | ENG-SUL_1119 |  | Piston Ring for K 27404, PN 3446285362, K 27410 B |  |  | 164 | pc/s | [24 empty] | 164
2145 | ENG-SUL_1162 |  | Piston Ring for Operating Piston Upper and Lower, PN 3446350245, K 34401 |  |  | 278 | pc/s | [24 empty] | 278
2146 | ENG-SUL_1112 |  | Piston Ring, K 27409 B |  |  | 58 | pc/s | [24 empty] | 58
2147 | ENG-SUL_1114 |  | Piston Ring, K 43570 |  |  | 12 | set/s | [24 empty] | 12
2148 | ENG-SUL_1063 |  | Piston Skirt for Operating Piston, K 34103 |  |  | 5 | pc/s | [24 empty] | 5
2149 | ENG-SUL_1200 |  | Piston, For Cylinder K 46159, K 46163 |  |  | 12 | pc/s | [24 empty] | 12
2150 | ENG-SUL_1285 |  | Piston, K 34000 |  |  | 9 | pc/s | [24 empty] | 9
2151 | CON-MED_1041 |  | Plain NSS Solution, 1L |  |  | 0 | ltr/s | [24 empty] | 0
2152 | CON-OFF_1077 |  | Plastic, Cover |  |  | 0 | mtr/s | [24 empty] | 0
2153 | CON-HOU_1054 |  | Plastic, Resealable, #10 |  |  | 0 | pc/s | [24 empty] | 0
2154 | CON-HOU_1049 |  | Plastic, Resealable, #12 |  |  | 0 | pc/s | [24 empty] | 0
2155 | CON-HOU_1048 |  | Plastic, Resealable, #5 |  |  | 0 | pc/s | [24 empty] | 0
2156 | CON-HOU_1056 |  | Plastic, Resealable, #7 |  |  | 0 | pc/s | [24 empty] | 0
2157 | CON-HOU_1047 |  | Plastic, Resealable, #8 |  |  | 0 | pc/s | [24 empty] | 0
2158 | CON-HOU_1055 |  | Plastic, Resealable, #9 |  |  | 0 | pc/s | [24 empty] | 0
2159 | BUI-MAT_1044 |  | Plate, Checkered, 1/4" (6mm) x 4 x 6 |  |  | 0 | lgth/s | [24 empty] | 0
2160 | BUI-MAT_1045 |  | Plate, Checkered, 1/4" (6mm) x 4 x 8 |  |  | 0 | sht/s | [24 empty] | 0
2161 | BUI-MAT_1046 |  | Plate, Checkered, 1/8"(3mm) x 4 ft x 8 ft |  |  | 0 | sht/s | [24 empty] | 0
2162 | BUI-MAT_1209 |  | Plate, Checkered, 4mm x 4ft x 8ft |  |  | 0 | sht/s | [24 empty] | 0
2163 | BUI-MAT_1047 |  | Plate, Checkered, 6mm x 4 x 8 |  |  | 0 | sht/s | [24 empty] | 0
2164 | BUI-MAT_1119 |  | Plate, Plain, MS, 1/8" x 4 ft x 8 ft |  |  | 0 | sht/s | [24 empty] | 0
2165 | BUI-MAT_1048 |  | Plate, Plain, MS, 15mm x 12 x 12 |  |  | 0 | sht/s | [24 empty] | 0
2166 | BUI-MAT_1049 |  | Plate, Plain, MS, A36, 1/2" x 4 x 8 |  |  | 0 | sht/s | [24 empty] | 0
2167 | BUI-MAT_1050 |  | Plate, Plain, MS, A36, 1/4" x 4 x 8 |  |  | 0 | sht/s | [24 empty] | 0
2168 | BUI-MAT_1133 |  | Plate, Plain, MS, A36, 20mm x 4 x 8 |  |  | 1 | sht/s | [24 empty] | 1
2169 | BUI-MAT_1051 |  | Plate, Plain, MS, A36, 3/4" x 4 x 8 |  |  | 0 | sht/s | [24 empty] | 0
2170 | BUI-MAT_1113 |  | Plate, Plain, MS, A36, 5/8" x 4 ft x 8 ft |  |  | 0 | sht/s | [24 empty] | 0
2171 | BUI-MAT_1118 |  | Plate, Plain, MS, A36, 6mm x 4 ft x 8 ft |  |  | 0 | sht/s | [24 empty] | 0
2172 | BUI-MAT_1114 |  | Plate, Plain, MS, ASTM A36, 25mm x 4 ft x 8ft |  |  | 0 | sht/s | [24 empty] | 0
2173 | BUI-MAT_1110 |  | Plate, SS 304, 4 ft x 8 ft x 0.5 mm |  |  | 0 | sht/s | [24 empty] | 0
2174 | AUX-PAR_1169 |  | Plates, Channel, PHE Cooler, Alfa Laval M15BFML |  |  | 454 | pc/s | [24 empty] | 454
2175 | AUX-PAR_1168 |  | Plates, PHE Cooler, Alfa Laval M15BFML, (124 pcs Channel Plates with Gaskets (Cooler Plates included), 2 pcs End Plate Gaskets) |  |  | 0 | set/s | [24 empty] | 0
2176 | TOO-HAN_1015 |  | Plier, Crimping, 9" |  |  | 0 | pc/s | [24 empty] | 0
2177 | TOO-HAN_1084 |  | Plier, Electrical, 8" |  |  | 0 | pc/s | [24 empty] | 0
2178 | TOO-HAN_1010 |  | Plier, Linesman, Klein Insulated, 8" |  |  | 0 | pc/s | [24 empty] | 0
2179 | TOO-HAN_1014 |  | Plier, Long Nose, Klein Insulated, 8" |  |  | 0 | pc/s | [24 empty] | 0
2180 | AUX-PAR_1179 |  | Plug, Blind, Tiger Bronze, Lube Oil Cooler |  |  | 0 | pc/s | [24 empty] | 0
2181 | AUX-PAR_1182 |  | Plug, Fabricated, Lube Oil Cooler |  |  | 0 | pc/s | [24 empty] | 0
2182 | EIC-PAR_1094 |  | Plug, Female, 3A, 250V |  |  | 1 | pc/s | [24 empty] | 1
2183 | EIC-PAR_1095 |  | Plug, Female, Standard, 15A - 50A (2mm - 4mm dia.), 500V |  |  | 1 | set/s | [24 empty] | 1
2184 | BUI-PIP_1341 |  | Plug, GI, 1/2" dia. |  |  | 0 | pc/s | [24 empty] | 0
2185 | BUI-PIP_1185 |  | Plug, GI, 3" dia. |  |  | 4 | pc/s | [24 empty] | 4
2186 | BUI-PIP_1186 |  | Plug, GI, 4" dia. |  |  | 0 | pc/s | [24 empty] | 0
2187 | BUI-PIP_1187 |  | Plug, Male, Hexagonal Head, 1" |  |  | 6 | pc/s | [24 empty] | 6
2188 | BUI-PIP_1184 |  | Plug, Male, Hexagonal Head, Stainless Steel, 1" |  |  | 6 | pc/s | [24 empty] | 6
2189 | BUI-PIP_1188 |  | Plug, Male, Square Head, 3/4" |  |  | 8 | pc/s | [24 empty] | 8
2190 | BUI-PIP_1190 |  | Plug, Male/Female, Hexagonal Head, Brass, 20mm x 12mm |  |  | 4 | pc/s | [24 empty] | 4
2191 | BUI-PIP_1189 |  | Plug, Male/Female, Hexagonal Head, Brass, 20mm x 15mm |  |  | 3 | pc/s | [24 empty] | 3
2192 | BUI-MAT_1229 |  | Plug, PVC, 4" Dia |  |  | 1 | pc/s | [24 empty] | 1
2193 | CON-EIC_1176 |  | Plug, Rubber, 2 Prong, 15A, 250V |  |  | 0 | pc/s | [24 empty] | 0
2194 | ENG-SUL_1168 |  | Plunger For Fuel Injection Valve, K 27208 |  |  | 100 | pc/s | [24 empty] | 100
2195 | CON-CON_1278 |  | Plyboard, 3/4" x 4ft x 8ft |  |  | 0 | sht/s | [24 empty] | 0
2196 | CON-CON_1284 |  | Plywood, Marine, 18mm x 4ft x 8ft |  |  | 6 | sht/s | [24 empty] | 6
2197 | BUI-MAT_1053 |  | Plywood, Ordinary, 1" x 4 ft x 8 ft |  |  | 0 | sht/s | [24 empty] | 0
2198 | BUI-MAT_1054 |  | Plywood, Ordinary, 1/2" x 4 ft x 8 ft |  |  | 5 | sht/s | [24 empty] | 5
2199 | BUI-MAT_1055 |  | Plywood, Ordinary, 1/4" x 4 x 8 |  |  | 0 | sht/s | [24 empty] | 0
2200 | BUI-MAT_1056 |  | Plywood, Ordinary, 3/4" x 4 x 8 |  |  | 0 | sht/s | [24 empty] | 0
2201 | BUI-MAT_1052 |  | Plywood, Ordinary, 3/8" x 4 ft x 8 ft |  |  | 0 | sht/s | [24 empty] | 0
2202 | BUI-MAT_1230 |  | Plywood, Ordinary, 5mm x 4ft x 8ft |  |  | 4 | sht/s | [24 empty] | 4
2203 | CON-CON_1267 |  | Plywood, Ordinary, Marine, 1/4" x 4 x 8 |  |  | 0 | sht/s | [24 empty] | 0
2204 | CON-CON_1260 |  | Plywood, Ordinary, Marine, 3/4" x 4 x 8 |  |  | 0 | sht/s | [24 empty] | 0
2205 | BUI-MAT_1165 |  | Plywood, Ordinary, Substandard, 4.5mm x 4" x 8ft |  |  | 6 | sht/s | [24 empty] | 6
2206 | CON-EIC_1209 |  | Polyester Felt, 12 mm x 3 ft x 3 ft |  |  | 0 | roll/s | [24 empty] | 0
2207 | FFE-COM_1011 |  | Portable Radio, CHF/FM, Frequency Range: 136-174 Mhz, 99 Groups Memory Channels, 2.5 Watts, Tone Coded Privacy Sub Channels, Aplha-Numeric & Iconic Display, Compact & Light weight, Clean & Clear Audio, Battery Indicator |  |  | 0 | unit/s | [24 empty] | 0
2208 | EIC-PAR_1096 |  | Pre-Wired Ametek NDME Assembly, Platinum 2.5k, 100 x 100 x 240cm, Serial No. 67348 |  |  | 0 | unit/s | [24 empty] | 0
2209 | ENG-SUL_1214 |  | Pressure Spring For Valve Drive, PN 3446426042, K 44111 |  |  | 12 | pc/s | [24 empty] | 12
2210 | TOO-HAN_1091 |  | Printer Label, Portable, Brady/Model: BMP21-Plus, RS Stock No.: 817-8785 |  |  | 0 | unit/s | [24 empty] | 0
2211 | FFE-OFF_1033 |  | Printer, Epson L120 |  |  | 0 | unit/s | [24 empty] | 0
2212 | CON-CHE_1079 |  | Probe With Spatula |  |  | 0 | pc/s | [24 empty] | 0
2213 | TOO-HAN_1030 |  | Prunning Shear Straight, 8" |  |  | 0 | pc/s | [24 empty] | 0
2214 | TOO-HAN_1099 |  | Pry Bar, High Carbon Steel, 12-3/8" |  |  | 2 | pc/s | [24 empty] | 2
2215 | FFE-OFF_1031 |  | Pulley, Flag Pole, 1-1/2"Dia |  |  | 0 | pc/s | [24 empty] | 0
2216 | ENG-SUL_1321 |  | Pump Holder, VTR 32160 |  |  | 8 | pc/s | [24 empty] | 8
2217 | CON-CHE_1094 |  | Pump, Chemical, Plastic |  |  | 0 | pc/s | [24 empty] | 0
2218 | TOO-HAN_1058 |  | Punch, Hollow, Set 3-19mm, Brand: Hoyoma |  |  | 0 | set/s | [24 empty] | 0
2219 | FFE-OFF_1010 |  | Puncher, Heavy Duty, Two Hole |  |  | 0 | [25 empty] | 0
2220 | FFE-MED_1004 |  | Puncher, Heavy Duty, Two Hole, W/ Double Guide |  |  | 0 | set/s | [24 empty] | 0
2221 | BUI-MAT_1085 |  | Purlins, C, 1.0mm x 2" x 3" x 20 ft |  |  | 2 | lgth/s | [24 empty] | 2
2222 | BUI-MAT_1087 |  | Purlins, C, 1.0mm x 2" x 6" x 20 ft |  |  | -9 | lgth/s | [24 empty] | -9
2223 | BUI-MAT_1057 |  | Purlins, C, 1.2mm x 2" x 6" x 20 ft |  |  | 0 | lgth/s | [24 empty] | 0
2224 | BUI-MAT_1058 |  | Purlins, C, 1.4mm x 2" x 6" x 20 ft |  |  | 0 | lgth/s | [24 empty] | 0
2225 | AUX-PAR_1069 |  | Push Plate, 71318, SJ 6000 |  |  | 1 | pc/s | [24 empty] | 1
2226 | EIC-PAR_1497 |  | RAC30 Module, Repaired |  |  | 0 | unit/s | [24 empty] | 0
2227 | EIC-PAR_1335 |  | RAC30 V3 QPSK TO 128QAM |  |  | 0 | pc/s | [24 empty] | 0
2228 | ENG-SUL_1228 |  | Rack, For Fuel Injection Pump, K 55006 |  |  | 6 | pc/s | [24 empty] | 6
2229 | CON-CHE_1068 |  | Racumin, ready made |  |  | 0 | pack/s | [24 empty] | 0
2230 | FFE-COM_1005 |  | Radio, Two - Way |  |  | 0 | unit/s | [24 empty] | 0
2231 | CON-HOU_1035 |  | Rags, Cotton |  |  | -9 | kg/s | MATERIAL RECIEVED 01/07: 10 | 10 | [16 empty] | 1
2232 | CON-HOU_1036 |  | Rags, Ukay-ukay |  |  | 0 | kg/s | [24 empty] | 0
2233 | TOO-HAN_1094 |  | Railings |  |  | 2 | unit/s | [9 empty] | 2 | [5 empty] | 2 | [8 empty] | 0
2234 | TOO-HAN_1024 |  | Rake, Metal, Wood Handle |  |  | 0 | pc/s | [24 empty] | 0
2235 | TOO-HAN_1085 |  | Ratchet Handle, 3/8" Drive |  |  | 0 | pc/s | [24 empty] | 0
2236 | TOO-HAN_1050 |  | Ratchet, 1/2" Drive |  |  | 0 | pc/s | [24 empty] | 0
2237 | AUX-PAR_1070 |  | Receiver/Trap, Distilling, 10ml |  |  | 1 | pc/s | [24 empty] | 1
2238 | CON-EIC_1198 |  | Receptacle, Plastic |  |  | 0 | pc/s | [24 empty] | 0
2239 | CON-EIC_1178 |  | Receptacle, Plastic, Ceiling, 3" Dia |  |  | 0 | pc/s | [24 empty] | 0
2240 | CON-EIC_1091 |  | Receptacle, Plastic, Ceiling, E27, 2 1/4" |  |  | 0 | pc/s | [24 empty] | 0
2241 | CON-EIC_1200 |  | Receptacle, Plastic, Ceiling, E27, 4 1/4" |  |  | 0 | pc/s | [24 empty] | 0
2242 | CON-EIC_1199 |  | Receptacle, Rubber |  |  | 0 | pc/s | [24 empty] | 0
2243 | BUI-PIP_1362 |  | Reducer, Adaptor, BI, 1" x 3/4" (M x F), Threaded |  |  | 0 | pc/s | [24 empty] | 0
2244 | AUX-PAR_1181 |  | Reducer, Fabricated, Lube Oil Cooler |  |  | 0 | pc/s | [24 empty] | 0
2245 | FFE-APP_1006 |  | Refrigerator |  |  | 0 | unit/s | [24 empty] | 0
2246 | ENG-SUL_1229 |  | Regulating Sleeve, For Fuel Injection Pump, K 55005 |  |  | 70 | pc/s | [24 empty] | 70
2247 | AUX-PAR_1160 |  | Regulator, Air Filter, UF-06 |  |  | 2 | pc/s | [24 empty] | 2
2248 | AUX-PAR_1159 |  | Regulator, Air Pressure, UF-08 |  |  | 8 | pc/s | [24 empty] | 8
2249 | EIC-PAR_1102 |  | Relay, 10A, 240VAC/28VDC, 14-Pin |  |  | 7 | pc/s | [24 empty] | 7
2250 | EIC-PAR_1103 |  | Relay, 10A, 250VAC/30VDC, 11-Pin |  |  | 2 | pc/s | [24 empty] | 2
2251 | EIC-PAR_1104 |  | Relay, 3A, 250VAC/30VDC, 14-Pin |  |  | 20 | set/s | [24 empty] | 20
2252 | EIC-PAR_1101 |  | Relay, 5A, 240VAC/28VDC, 8-Pin |  |  | 62 | pc/s | [24 empty] | 62
2253 | EIC-PAR_1324 |  | Relay, Auxiliary with Socket, 10A, 250Vac, 10A, 30Vdc, 11 Pins, 3PDT, Coil: 24Vdc |  |  | 0 | pc/s | [24 empty] | 0
2254 | EIC-PAR_1413 |  | Relay, Auxiliary with Socket, 230VAC Coil, 4PDT, Model: MY4N-GS |  |  | 0 | tab/s | [24 empty] | 0
2255 | EIC-PAR_1490 |  | Relay, Auxiliary with Socket, 5 Amps, 8 Pins, Coil: 24 VDC |  |  | 0 | set/s | [24 empty] | 0
2256 | EIC-PAR_1405 |  | Relay, Auxiliary, 125VDC, 10A, 4CO contacts with sockets, LY4N, Omron |  |  | 0 | pc/s | [24 empty] | 0
2257 | EIC-PAR_1100 |  | Relay, Current Differential |  |  | 0 | pc/s | [24 empty] | 0
2258 | EIC-PAR_1426 |  | Relay, Earth Fault, MH IDMTL, Model: REF 052n, Aux Supply: 110/240 VAC, Current Setting: 0.09-3sec/0.039-1.3sec @10times of the setting current. |  |  | 1 | pc/s | [24 empty] | 1
2259 | EIC-PAR_1428 |  | Relay, Lock Out, Kraus & Naimer, CA10MS6N004/110, A119469075/100 |  |  | 0 | unit/s | [24 empty] | 0
2260 | EIC-PAR_1407 |  | Relay, Protection for MVSG, Combined Overcurrent & Ground Fault, 48VDC, Sepam 1000+, Type S20 |  |  | 0 | pc/s | [24 empty] | 0
2261 | EIC-PAR_1099 |  | Relay, RCP, 115/120V, 30VDC, 250VAC, 10A, 11-Pin (3-Change Over Contact) |  |  | 12 | pc/s | [24 empty] | 12
2262 | EIC-PAR_1437 |  | Relay, Thermal Overload, (12-18A), LRD21 |  |  | 0 | pc/s | [24 empty] | 0
2263 | EIC-PAR_1412 |  | Relay, Thermal Overload, (12-18A), LRE21 |  |  | 0 | pc/s | [24 empty] | 0
2264 | EIC-PAR_1105 |  | Relay, Thermal Overload, 48 - 65A, Class 10A |  |  | 1 | pc/s | [24 empty] | 1
2265 | EIC-PAR_1461 |  | Relay, Timer, H3CR-A8, Source: 100-240 VAC, 50-60Hz, 100-125VDC, with socket, 8 pins |  |  | 0 | set/s | [24 empty] | 0
2266 | EIC-PAR_1420 |  | Relay, Timer, H3CR-A8, Source: 24-48 VAC, H3CR-A8AC24-48/DC12-48, w/o socket, 8 pins |  |  | 0 | pc/s | [24 empty] | 0
2267 | AUX-PAR_1071 |  | Relief Nozzle, Water, 2081031, SJ 6000 |  |  | 4 | pc/s | [24 empty] | 4
2268 | ENG-SUL_1028 |  | Relief Valve, Complete, PN 3446280455, K 27700 |  |  | 26 | pc/s | [24 empty] | 26
2269 | FFE-COM_1006 |  | Repeater |  |  | 0 | unit/s | [24 empty] | 0
2270 | CON-CHE_1055 |  | Resin |  |  | 0 | kg/s | [24 empty] | 0
2271 | EIC-PAR_1427 |  | Resin Rich Coils (108 coils), Standard Winding Kit, Ideal Electric-KVA-6250; Poles: 14, RPM:514, Frame:M7-30, Volts: 6600, Amps: 547, Hz: 60, Ph: 3, Type: SAMB |  |  | 0 | lot/s | [24 empty] | 0
2272 | ENG-SUL_1152 |  | Retaining Ring for K 27403, K 27416 |  |  | 82 | pc/s | [24 empty] | 82
2273 | ENG-SUL_1153 |  | Retaining Ring Type A For Pin K 55015, K 55040 |  |  | 232 | pc/s | [24 empty] | 232
2274 | ENG-SUL_1238 |  | Retaining Screw For Fuel Injection Pump, K 55022 |  |  | 36 | pc/s | [24 empty] | 36
2275 | EIC-PAR_1106 |  | Rheostat, 1.5k Ohms, 12.5W, 0.09A |  |  | 1 | pc/s | [24 empty] | 1
2276 | EIC-PAR_1107 |  | Rheostat, 3.5k Ohms, 25W, 0.084A |  |  | 1 | pc/s | [24 empty] | 1
2277 | BUI-MAT_1217 |  | Rib Deck, Super, 0.600mm x 1.220m x L.S |  |  | 0 | pc/s | [24 empty] | 0
2278 | BUI-MAT_1059 |  | Rib Deck, Super, Manha Red, 0.5mm x 1.22m x 9.3m |  |  | 0 | lgth/s | [24 empty] | 0
2279 | _6379 |  | Rice Cooker |  |  | 0 | box/s | [24 empty] | 0
2280 | CON-FUE_1011 |  | Rimula R1-40 (Flushing Oil), 209L/drum |  |  | 0 | drum/s | [24 empty] | 0
2281 | CON-FUE_1012 |  | Rimula R4X 15W-40, 20L/pail |  |  | 1 | pail/s | [24 empty] | 1
2282 | ENG-SUL_1185 |  | Ring For K 27008, PN 3446276163, K 27010 |  |  | 62 | pc/s | [24 empty] | 62
2283 | AUX-PAR_1283 |  | Ring Gasket, Jacket Water Cooler, Fabricated |  |  | 6 | pc/s | [24 empty] | 6
2284 | ENG-SUL_1299 |  | Ring Nut, VTR-220813 |  |  | 48 | pc/s | [24 empty] | 48
2285 | ENG-SUL_1251 |  | Ring, For Operating Piston, K 34123 |  |  | 2 | pc/s | [24 empty] | 2
2286 | AUX-PAR_1072 |  | Ring, Set (32194144) |  |  | 4 | set/s | [24 empty] | 4
2287 | AUX-PAR_1073 |  | Ring, Set (32194276) |  |  | 3 | set/s | [24 empty] | 3
2288 | AUX-PAR_1074 |  | Ring, Set (37138146) |  |  | 0 | set/s | [24 empty] | 0
2289 | ENG-SUL_1061 |  | Ring, Two Parts for Exhaust Piping K81145, K 81145 / 67013 |  |  | 60 | pc/s | [24 empty] | 60
2290 | EIC-PAR_1119 |  | Ripple Spring, 1mm x 185mm x 15mm, Red |  |  | 65 | pc/s | [24 empty] | 65
2291 | EIC-PAR_1118 |  | Ripple Spring, 1mm x 185mm x 15mm, Yellow |  |  | 642 | pc/s | [24 empty] | 642
2292 | AUX-PAR_1185 |  | Riser Pipe, PVC, With Coupling, 3 Inches |  |  | 0 | lgth/s | [24 empty] | 0
2293 | TOO-HAN_1001 |  | Riveter, Hand |  |  | 0 | pc/s | [24 empty] | 0
2294 | CON-CON_1217 |  | Rivets, Blind, 3/16 Inch Diameter x 1/2 Inch |  |  | 0 | box/s | [24 empty] | 0
2295 | CON-CON_1123 |  | Rivets, Blind, Aluminum, 1/8" x 1/2" |  |  | 2 | box/s | [24 empty] | 2
2296 | CON-CON_1124 |  | Rivets, Blind, Aluminum, 1/8" x 3/4" |  |  | 9 | box/s | [24 empty] | 9
2297 | CON-CON_1330 |  | Rivets, Blind, Aluminum, 5/32" x 1" |  |  | 1 | box/s | [24 empty] | 1
2298 | CON-CON_1234 |  | Rivets, Blind, Aluminum, 5/32" x 1/2" |  |  | 0 | box/s | [24 empty] | 0
2299 | CON-CON_1250 |  | Rivets, Blind, Aluminum, 5/32" x 3/4" |  |  | 0 | box/s | [24 empty] | 0
2300 | CON-CON_1202 |  | Rivets, Long Blind, Aluminum, 1/8" x 1/2" |  |  | 0 | box/s | [24 empty] | 0
2301 | BUI-MAT_1111 |  | Rock Boulders, Head Size |  |  | 0 | cu.m | [24 empty] | 0
2302 | ENG-SUL_1269 |  | Rocker Arm (Main Rocker Arm & Auxiliary Rocker Arm, Complete, K 28000 |  |  | 4 | pc/s | [24 empty] | 4
2303 | CON-CON_1191 |  | Rockwool Blanket , With Wire Mesh, 2" Thick x 0.6 meter x 5 meters, |  |  | 0 | roll/s | [24 empty] | 0
2304 | CON-CON_1215 |  | Rockwool Blanket , With Wire Mesh, 4" Thick, Size: 100mm T x 600mm W x 2.5 Meter L, Density : 60 kgs / cubic, 121 Square Meter is Equivalent To 81 Rolls |  |  | 0 | roll/s | [24 empty] | 0
2305 | EIC-PAR_1299 |  | Rod, Air Terminal, 5/8" dia x 100mm |  |  | 0 | unit/s | [24 empty] | 0
2306 | CON-CON_1274 |  | Rod, Bronze, 1/8" |  |  | 0 | kg/s | [24 empty] | 0
2307 | ENG-SUL_1084 |  | Roller for Fuel Injection Pump, K 55028 |  |  | 122 | pc/s | [24 empty] | 122
2308 | ENG-COM_1033 |  | Roller Guide, Fabricated, Pedestal Side |  |  | 1 | unit/s | [24 empty] | 1
2309 | ENG-COM_1034 |  | Roller Guide, Fabricated, Rotor Side |  |  | 1 | unit/s | [24 empty] | 1
2310 | TOO-HAN_1095 |  | Roller Pin, Railings |  |  | 40 | pc/s | [9 empty] | 40 | [5 empty] | 40 | [8 empty] | 0
2311 | CON-CON_1125 |  | Roof Guard, Baguio Green |  |  | 0 | gal/s | [24 empty] | 0
2312 | CON-EIC_1109 |  | Rope Light, LED, Red, 220 Volts |  |  | 0 | mtr/s | [24 empty] | 0
2313 | CON-EIC_1108 |  | Rope Light, LED, Warm White, 220 Volts |  |  | 0 | mtr/s | [24 empty] | 0
2314 | CON-CON_1126 |  | Rope, Nylon, #300 |  |  | 0 | roll/s | [24 empty] | 0
2315 | CON-CON_1238 |  | Rope, Nylon, 1/2" |  |  | 0 | mtr/s | [24 empty] | 0
2316 | CON-CON_1194 |  | Rope, Nylon, 15mm |  |  | 0 | mtr/s | [24 empty] | 0
2317 | CON-CON_1204 |  | Rope, Nylon, 3/4" |  |  | 0 | mtr/s | [24 empty] | 0
2318 | CON-CON_1289 |  | Rope, Nylon, 6mm |  |  | 0 | mtr/s | [24 empty] | 0
2319 | CON-OFF_1098 |  | Rope, Plastic |  |  | 0 | roll/s | [24 empty] | 0
2320 | EIC-PAR_1120 |  | Rope, Wire, 5mm, (for Gauging Tanks) |  |  | 34 | mtr/s | [24 empty] | 34
2321 | _6378 |  | Rosana Rice |  |  | 0 | sack/s | [24 empty] | 0
2322 | ENG-SUL_1219 |  | Rotary Slide Valve, For Starting Device, K 43173 |  |  | 12 | pc/s | [24 empty] | 12
2323 | ENG-SUL_1275 |  | Rotor Assembly |  |  | 15 | assy/s | [24 empty] | 15
2324 | FFE-COM_1007 |  | Router |  |  | 0 | unit/s | [24 empty] | 0
2325 | EIC-PAR_1375 |  | Router, CISCO, Model: ISR 4431/K9, 4GE, 3NIM, 8G Flash, 4G DRAM, IPB |  |  | 0 | unit/s | [24 empty] | 0
2326 | FFE-SSE_1038 |  | Router, Wireless, TP-Link, 300MBPS |  |  | 0 | pc/s | [24 empty] | 0
2327 | EIC-PAR_1481 |  | RTD, PT-100, 06 nos, 3 Leads of 18 AWG Shielded |  |  | 0 | pc/s | [24 empty] | 0
2328 | CON-OFF_1078 |  | Rubber Band |  |  | 0 | box/s | [24 empty] | 0
2329 | AUX-PAR_1281 |  | Rubber Insert, Cooling Pump Drip Tank, 12mm dia, x 18mm L |  |  | 13 | pc/s | [24 empty] | 13
2330 | ENG-SUL_1268 |  | Rubber Joint For Oil Sump, K 11826 |  |  | 575.4 | mtr/s | [24 empty] | 575.4
2331 | AUX-PAR_1231 |  | Rubber Metal Cushion, Set of Spare For Drive, Westfalia Separator, 0021-3147-750 |  |  | 6 | pc/s | [24 empty] | 6
2332 | CON-EIC_1196 |  | Rubber Tape, Silicon, Self-Fusing, Scotch 70, Size: 1"x30ft |  |  | 0 | roll/s | [24 empty] | 0
2333 | CON-EIC_1124 |  | Rubbing Compound |  |  | 0 | pc/s | [24 empty] | 0
2334 | CON-CHE_1067 |  | Rugby, 350ml |  |  | 0 | bot/s | [24 empty] | 0
2335 | CON-CHE_1056 |  | Rugby, Contact Cement, 300ml |  |  | 0 | bot/s | [24 empty] | 0
2336 | CON-CHE_1093 |  | Rugby, Contact Cement, Gal/4ltrs |  |  | 3 | gal/s | [24 empty] | 3
2337 | CON-OFF_1094 |  | Ruler, Plastic, 12inches |  |  | 0 | pc/s | [24 empty] | 0
2338 | CON-CON_1127 |  | Rust Converter, 4L/gal |  |  | 0 | gal/s | [24 empty] | 0
2339 | CON-HOU_1037 |  | Sack, Empty |  |  | 47 | pc/s | [24 empty] | 47
2340 | CON-HOU_1051 |  | Sack, Lamimated (Sakolin), 12 f x 25 meters |  |  | 0 | mtr/s | [24 empty] | 0
2341 | CON-HOU_1063 |  | Sack, Lamimated (Sakolin), 12 ft x 15 ft |  |  | 0 | lot/s | [24 empty] | 0
2342 | CON-HOU_1064 |  | Sack, Lamimated (Sakolin), 14 ft x 30 ft, Yellow-Green |  |  | 0 | lgth/s | [24 empty] | 0
2343 | EIC-PAR_1300 |  | Saddle, Round, 5/8" dia x 25-70mm3 Cable Size |  |  | 0 | pc/s | [24 empty] | 0
2344 | FFE-PPE_1029 |  | Safety Shoe, size-12" |  |  | 0 | pair/s | [24 empty] | 0
2345 | FFE-PPE_1024 |  | Safety Shoe, size-39 |  |  | 0 | pair/s | [24 empty] | 0
2346 | FFE-PPE_1025 |  | Safety Shoe, size-40 |  |  | 0 | pair/s | [24 empty] | 0
2347 | FFE-PPE_1026 |  | Safety Shoe, size-41 |  |  | 0 | pair/s | [24 empty] | 0
2348 | FFE-PPE_1027 |  | Safety Shoe, size-42 |  |  | 0 | pair/s | [24 empty] | 0
2349 | FFE-PPE_1028 |  | Safety Shoe, size-43 |  |  | 1 | pair/s | [24 empty] | 1
2350 | FFE-PPE_1012 |  | Safety Vest |  |  | 0 | pc/s | [24 empty] | 0
2351 | CON-CHE_1057 |  | Salt, Industrial Grade, Purity 99.5%, 50k/bag (Sodium Chloride) |  |  | 0 | kg/s | [24 empty] | 0
2352 | BUI-MAT_1060 |  | Sand, Mixing |  |  | -1 | cu.m | [24 empty] | -1
2353 | CON-CON_1128 |  | Sandpaper, G100 |  |  | 0 | sht/s | [24 empty] | 0
2354 | CON-CON_1178 |  | Sandpaper, G100 |  |  | 0 | sht/s | [24 empty] | 0
2355 | CON-CON_1129 |  | Sandpaper, G1000 |  |  | 26 | sht/s | [24 empty] | 26
2356 | CON-CON_1130 |  | Sandpaper, G120 |  |  | 0 | sht/s | [24 empty] | 0
2357 | CON-CON_1131 |  | Sandpaper, G150 |  |  | 0 | sht/s | [24 empty] | 0
2358 | CON-CON_1195 |  | Sandpaper, G180 |  |  | 0 | sht/s | [24 empty] | 0
2359 | CON-CON_1354 |  | Sandpaper, G240 |  |  | 0 | sht/s | [24 empty] | 0
2360 | CON-CON_1132 |  | Sandpaper, G250 |  |  | 0 | sht/s | [24 empty] | 0
2361 | CON-CON_1349 |  | Sandpaper, G300 |  |  | 0 | sht/s | [24 empty] | 0
2362 | CON-CON_1133 |  | Sandpaper, G320 |  |  | 0 | sht/s | [24 empty] | 0
2363 | CON-CON_1134 |  | Sandpaper, G320, 12" x 50m, Red |  |  | 0 | sht/s | [24 empty] | 0
2364 | CON-CON_1135 |  | Sandpaper, G360 |  |  | 0 | sht/s | [24 empty] | 0
2365 | CON-CON_1136 |  | Sandpaper, G600 |  |  | 0 | sht/s | [24 empty] | 0
2366 | CON-CON_1137 |  | Sandpaper, G600, 12" x 50yds, Red |  |  | 0 | roll/s | [24 empty] | 0
2367 | CON-CON_1138 |  | Sandpaper, G80 |  |  | 10 | sht/s | [24 empty] | 10
2368 | CON-CON_1337 |  | Sandpaper, G80, 50 ft |  |  | 0 | roll/s | [24 empty] | 0
2369 | CON-CON_1139 |  | Sandpaper, G800, (Wet or Dry 518) |  |  | 0 | sht/s | [24 empty] | 0
2370 | CON-HOU_1038 |  | Saw Dust |  |  | 0 | sack/s | [24 empty] | 0
2371 | FFE-TES_1004 |  | Scanner, Multichannel Process, Digital, Micro Controller Based Design, |  |  | 0 | unit/s | [24 empty] | 0
2372 | FFE-OFF_1008 |  | Scissor, Stainless Steel, Green |  |  | 0 | pc/s | [24 empty] | 0
2373 | CON-CON_1140 |  | Scraper, Industrial |  |  | 0 | pc/s | [24 empty] | 0
2374 | BUI-MAT_1141 |  | Screen, Aluminum, 4 ft |  |  | 0 | sht/s | [24 empty] | 0
2375 | TOO-HAN_1020 |  | Screw Driver, 8-in-1, Interchangeable in 9 Way |  |  | 0 | set/s | [24 empty] | 0
2376 | TOO-HAN_1009 |  | Screw Driver, Flat, 10" |  |  | 0 | pc/s | [24 empty] | 0
2377 | TOO-HAN_1008 |  | Screw Driver, Philip, 10" |  |  | 0 | pc/s | [24 empty] | 0
2378 | ENG-SUL_1315 |  | Screw M6 x1 0mm, VTR 34163 |  |  | 6 | pc/s | [24 empty] | 6
2379 | ENG-SUL_1325 |  | Screw Plug, VTR 5891 A |  |  | 12 | pc/s | [24 empty] | 12
2380 | ENG-SUL_1326 |  | Screw Plug, VTR 5891 B |  |  | 12 | pc/s | [24 empty] | 12
2381 | CON-CON_1251 |  | Screw with Tox Plastic ( as per sample ) |  |  | 0 | set/s | [24 empty] | 0
2382 | CON-CON_1264 |  | Screw, (for hardiflex) |  |  | 0 | pc/s | [24 empty] | 0
2383 | ENG-COM_1047 |  | Screw, 00.001.10.020.8 |  |  | 9 | pc/s | [24 empty] | 9
2384 | AUX-PAR_1239 |  | Screw, Allen, Set of Spare for Bowl, Westfalia Separator, 0019-6122-400 |  |  | 16 | pc/s | [24 empty] | 16
2385 | ENG-SUL_1317 |  | Screw, Hex Headed, M5 x 35mm, VTR 51008 |  |  | 10 | pc/s | [24 empty] | 10
2386 | CON-CON_1306 |  | Screw, Metal , 4mm x 1" -L |  |  | 0 | pc/s | [24 empty] | 0
2387 | CON-CON_1230 |  | Screw, Metal , 6mm x 1" |  |  | 0 | pc/s | [24 empty] | 0
2388 | CON-CON_1351 |  | Screw, Metal w/ Tox, 3.5mm x 1-1/2" |  |  | 0 | set/s | [24 empty] | 0
2389 | CON-CON_1350 |  | Screw, Metal w/tox, 8mm x 2", #6 |  |  | 0 | set/s | [24 empty] | 0
2390 | CON-CON_1229 |  | Screw, Metal, 1/4" |  |  | 0 | pc/s | [24 empty] | 0
2391 | CON-CON_1237 |  | Screw, Metal, 10mm x 1-1/2" |  |  | 0 | pc/s | [24 empty] | 0
2392 | CON-CON_1233 |  | Screw, Metal, 10mm x 1/2" |  |  | 0 | pc/s | [24 empty] | 0
2393 | CON-EIC_1119 |  | Screw, MS 10 x 1-1/4" |  |  | 0 | pc/s | [24 empty] | 0
2394 | CON-EIC_1120 |  | Screw, MS 4 x 1/2" |  |  | 0 | pc/s | [24 empty] | 0
2395 | CON-CON_1300 |  | Screw, Self-Drilling, 8mm x 1", (Tek Screw) / pcs |  |  | 0 | pc/s | [24 empty] | 0
2396 | CON-CON_1301 |  | Screw, Self-Drilling, 8mm x 1-1/2", (Tek Screw) / pcs |  |  | 0 | pc/s | [24 empty] | 0
2397 | CON-CON_1050 |  | Screw, Self-Drilling, 8mm x 2", (Tek Screw) |  |  | -1 | box/s | [24 empty] | -1
2398 | CON-CON_1248 |  | Screw, Self-Drilling, 8mm x 2", (Tek Screw) / pcs |  |  | 898 | pc/s | [24 empty] | 898
2399 | CON-CON_6374 |  | Screw, Wood, 3/16 x 1" |  |  | 0 | pc/s | [24 empty] | 0
2400 | CON-OEA_1048 |  | Scrubbing Pad, Heavy Duty, 95mm x 150mm x 8mm |  |  | 0 | pack/s | [24 empty] | 0
2401 | CON-OEA_1043 |  | Scrubbing Pad, Scotch Brite 3M, 95 x 15mm |  |  | 0 | pc/s | [24 empty] | 0
2402 | EIC-PAR_1321 |  | SD Card, Sandisk, Ultra SDHC, 16GB, UHS1 48MBPS |  |  | 0 | pc/s | [24 empty] | 0
2403 | ENG-SUL_1105 |  | Seal for Studbolt for Cylinder Head |  |  | 186 | pc/s | [24 empty] | 186
2404 | AUX-PAR_1075 |  | Seal, Mechanical, 20mm |  |  | 1 | set/s | [24 empty] | 1
2405 | AUX-PAR_1076 |  | Seal, Mechanical, 22mm, Type 300-C60 |  |  | 1 | set/s | [24 empty] | 1
2406 | AUX-PAR_1202 |  | Seal, Mechanical, 28mm |  |  | 1 | pc/s | [24 empty] | 1
2407 | AUX-PAR_1077 |  | Seal, Mechanical, 34mm |  |  | 1 | set/s | [24 empty] | 1
2408 | AUX-PAR_1078 |  | Seal, Mechanical, 55mm |  |  | 0 | set/s | [24 empty] | 0
2409 | AUX-PAR_1079 |  | Seal, Mechanical, 60mm, Sample |  |  | 1 | pc/s | [24 empty] | 1
2410 | AUX-PAR_1200 |  | Seal, Mechanical, Carbon vs Ceramic, ID 36mm x OD 53.5mm x 63mm T/LT |  |  | 0 | pc/s | [24 empty] | 0
2411 | AUX-PAR_1188 |  | Seal, Mechanical, Single Spring, 32mm |  |  | 2 | set/s | [24 empty] | 2
2412 | ENG-COM_1048 |  | Seal, Mechanical, Single Spring, 45mm |  |  | 1 | pc/s | [24 empty] | 1
2413 | AUX-PAR_1258 |  | Seal, Mechanical, Type 300, Carbon Ceramic, ID 1/2", OD 1" |  |  | 1 | pc/s | [24 empty] | 1
2414 | AUX-PAR_1184 |  | Seal, Oil, 100mm x 75mm x 12mm |  |  | 0 | pc/s | [24 empty] | 0
2415 | AUX-PAR_1080 |  | Seal, Oil, 10mm x 42mm x 25mm dia., 254210, SJ 6000 |  |  | 1 | pc/s | [24 empty] | 1
2416 | AUX-PAR_1082 |  | Seal, Oil, 11mm x 50mm x 30mm dia., SB305011, SJ 6000 |  |  | 1 | pc/s | [24 empty] | 1
2417 | AUX-PAR_1083 |  | Seal, Oil, 12mm x 68mm x 45mm dia., SB456812, SJ 6000 |  |  | 1 | pc/s | [24 empty] | 1
2418 | AUX-PAR_1081 |  | Seal, Oil, 13mm x 71mm x 47mm dia., SJ 6000 |  |  | 1 | pc/s | [24 empty] | 1
2419 | AUX-PAR_1261 |  | Seal, Oil, 22mm x 32mm x 7mm |  |  | 0 | pc/s | [24 empty] | 0
2420 | AUX-PAR_1227 |  | Seal, Oil, 23mm x 12mm x 7mm, 109620N |  |  | 0 | pc/s | [24 empty] | 0
2421 | AUX-PAR_1228 |  | Seal, Oil, 29mm x 15mm x 7mm, 100479N |  |  | 0 | pc/s | [24 empty] | 0
2422 | AUX-PAR_1291 |  | Seal, Oil, 35mm x 52mm x 7mm dia., 480037N |  |  | 0 | pc/s | [24 empty] | 0
2423 | AUX-PAR_1211 |  | Seal, Oil, 55mm x 70mm x 10mm |  |  | 0 | pc/s | [24 empty] | 0
2424 | ENG-SUL_1110 |  | Seal, Oil, K 43567 |  |  | 12 | pc/s | [24 empty] | 12
2425 | ENG-SUL_1109 |  | Seal, Oil, K 43568 |  |  | 12 | pc/s | [24 empty] | 12
2426 | ENG-SUL_1122 |  | Seal, Shaft for Rack K 55006, K 55041 |  |  | 94 | pc/s | [24 empty] | 94
2427 | CON-EIC_1173 |  | Sealant, Foam, Expanding |  |  | 0 | can/s | [24 empty] | 0
2428 | CON-CHE_1058 |  | Sealant, Gasket, Type 2, High Temp, 3oz. (85g) |  |  | 4 | tube/s | [24 empty] | 4
2429 | CON-CON_1141 |  | Sealant, Roof |  |  | 1 | gal/s | [24 empty] | 1
2430 | CON-CON_1258 |  | Sealant, Roof, Liters |  |  | 0 | ltr/s | [24 empty] | 0
2431 | CON-CON_1252 |  | Sealant, Roof, Pouch |  |  | 0 | pack/s | [24 empty] | 0
2432 | CON-CON_1293 |  | Sealant, Roof, Water Stop 200ml |  |  | 0 | can/s | [24 empty] | 0
2433 | CON-CON_1142 |  | Sealant, Silicon |  |  | 21 | tube/s | [24 empty] | 21
2434 | CON-CON_1143 |  | Sealer, Sanding, Lacquer |  |  | 0 | ltr/s | [24 empty] | 0
2435 | CON-CON_1304 |  | Sealer, Sanding, Lacquer, Gal |  |  | 0 | gal/s | [24 empty] | 0
2436 | ENG-SUL_1127 |  | Sealing for Cover K 46140, K 46147 |  |  | 6 | pc/s | [24 empty] | 6
2437 | ENG-SUL_1129 |  | Sealing for Housing K 27259, PN 3446286468, K 27262 |  |  | 24 | pc/s | [24 empty] | 24
2438 | ENG-SUL_1124 |  | Sealing for K 16102 and K 16150, K 16105 |  |  | 30 | pc/s | [24 empty] | 30
2439 | ENG-SUL_1128 |  | Sealing for K 44130, K 44131 |  |  | 24 | pc/s | [24 empty] | 24
2440 | ENG-SUL_1174 |  | Sealing Ring, For Starting Valve, K 27419 |  |  | 5 | pc/s | [24 empty] | 5
2441 | ENG-SUL_1163 |  | Sealing Ring, PN K21407, K 21407 |  |  | 66 | pc/s | [24 empty] | 66
2442 | ENG-SUL_1195 |  | Sealing, For Flange K 55019, K 55020 |  |  | 14 | pc/s | [24 empty] | 14
2443 | ENG-SUL_1194 |  | Sealing, For Handle K 27008, K 27054 |  |  | 14 | pc/s | [24 empty] | 14
2444 | AUX-PAR_1040 |  | Seat Stop, Lower Bearing, No.44, 6014002, SJ 6000 |  |  | 1 | pc/s | [24 empty] | 1
2445 | AUX-PAR_1093 |  | Seat, Lower Spring, 20mm x 58mm x 29mm, 6014007, SJ 6000 |  |  | 2 | pc/s | [24 empty] | 2
2446 | AUX-PAR_1095 |  | Seat, Upper Spring, 20mm x 43mm x 77mm dia., SJ 6000 |  |  | 6 | pc/s | [24 empty] | 6
2447 | BUI-MAT_1173 |  | Secondary Rack 2-Wire Without Spool |  |  | 0 | set/s | [24 empty] | 0
2448 | ENG-SUL_1202 |  | Self Lock Nut, K 45042 B |  |  | 108 | pc/s | [24 empty] | 108
2449 | ENG-SUL_1201 |  | Self Locking Nut, For Lever K45025, K 45042 A |  |  | 50 | pc/s | [24 empty] | 50
2450 | EIC-PAR_1121 |  | Sensor Probe, RTD PT100 Length 1-1/2", Dia. 5mm, Leadwire: 1 Mtr-Teflon/Teflon Insulated |  |  | 0 | pc/s | [24 empty] | 0
2451 | EIC-PAR_1122 |  | Sensor, (for Main Bearing) |  |  | 0 | pc/s | [24 empty] | 0
2452 | EIC-PAR_1123 |  | Sensor, Platinum 100 Ohms, (for Motor Winding/Coil) |  |  | 0 | pc/s | [24 empty] | 0
2453 | ENG-SUL_1050 |  | Serrated Bolt, K 33420 |  |  | 84 | pc/s | [24 empty] | 84
2454 | ENG-SUL_1211 |  | Serto Angle Adjustment Piece, For Control Element Cabinet, K 46372 |  |  | 6 | pc/s | [24 empty] | 6
2455 | ENG-SUL_1087 |  | SERTO Clamping Ring for Fuel Pipe, K 87164 |  |  | 142 | pc/s | [24 empty] | 142
2456 | ENG-SUL_1023 |  | SERTO Connecting Nut for Fuel Pipe, K 87163 |  |  | 46 | pc/s | [24 empty] | 46
2457 | ENG-SUL_1212 |  | Serto Screwed Bulkhead Connection, K 46376 |  |  | 12 | pc/s | [24 empty] | 12
2458 | ENG-SUL_1022 |  | SERTO Screwed Union for Fuel Pipe, DN 18, K 87162 |  |  | 48 | pc/s | [24 empty] | 48
2459 | AUX-PAR_1256 |  | Set of Spare for Bowl, Westfalia Separator OSC15-0136 |  |  | 2 | set/s | [24 empty] | 2
2460 | AUX-PAR_1257 |  | Set of Spare for Drive, Westfalia Separator OSC15-0136 |  |  | 2 | set/s | [24 empty] | 2
2461 | ENG-SUL_1054 |  | Shaft for Cooling Water Pump, K 73023 |  |  | 2 | pc/s | [24 empty] | 2
2462 | ENG-SUL_1077 |  | Shaft for Starting Device, K 43179 |  |  | 2 | pc/s | [24 empty] | 2
2463 | AUX-PAR_1085 |  | Shaft Nut, 10mm x 65mm x 49mm dia., 3013012, SJ 6000 |  |  | 3 | pc/s | [24 empty] | 3
2464 | AUX-PAR_1087 |  | Shaft Nut, 11mm x 80mm x 60mm dia., 6013013, SJ 6000 |  |  | 1 | pc/s | [24 empty] | 1
2465 | AUX-PAR_1086 |  | Shaft Nut, 8mm x 52mm x 35mm dia., 3015004, SJ 6000 |  |  | 1 | pc/s | [24 empty] | 1
2466 | ENG-SUL_1294 |  | Shaft Protecting Sleeve |  |  | 4 | pc/s | [24 empty] | 4
2467 | ENG-SUL_1240 |  | Shaft, K 46111 |  |  | 2 | pc/s | [24 empty] | 2
2468 | ENG-SUL_1055 |  | Shaft, K 73225 |  |  | 2 | pc/s | [24 empty] | 2
2469 | ENG-SUL_1005 |  | Shaft, Lube Oil Priming Pump, Fabricated |  |  | 0 | pc/s | [24 empty] | 0
2470 | FFE-OFF_1016 |  | Sharpener, Pencil, Heavy Duty |  |  | 0 | pc/s | [24 empty] | 0
2471 | TOO-HAN_1100 |  | Sheet Metal Clamp, 10" |  |  | 0 | pc/s | [24 empty] | 0
2472 | BUI-MAT_1083 |  | Sheet, GI, Corrugated, 10 feet x 32" x Gauge 0.4 |  |  | -3 | sht/s | [24 empty] | -3
2473 | BUI-MAT_1224 |  | Sheet, GI, Corrugated, 10ft x 90 cm x Gauge 0.33 |  |  | 0 | sht/s | [24 empty] | 0
2474 | BUI-MAT_1185 |  | Sheet, GI, Corrugated, 12 ft x 80 cm x Gauge 0.4 |  |  | 0 | sht/s | [24 empty] | 0
2475 | BUI-MAT_1090 |  | Sheet, GI, Corrugated, 6 feet x 90 cm x Gauge 0.4 |  |  | 0 | sht/s | [24 empty] | 0
2476 | BUI-MAT_1158 |  | Sheet, GI, Corrugated, 8 ft x 80 cm x Gauge 0.4 |  |  | 0 | sht/s | [24 empty] | 0
2477 | BUI-MAT_1210 |  | Sheet, GI, Corrugated, 8ft x 90 cm x Gauge 0.33 |  |  | 0 | sht/s | [24 empty] | 0
2478 | BUI-MAT_1089 |  | Sheet, GI, Plain, 0.5mm x 4 x 8 |  |  | 0 | sht/s | [24 empty] | 0
2479 | BUI-MAT_1149 |  | Sheet, GI, Plain, 1 mm x 4 ft x 8 ft |  |  | 12 | sht/s | [24 empty] | 12
2480 | BUI-MAT_1061 |  | Sheet, Plain, 0.1mm |  |  | 0 | sht/s | [24 empty] | 0
2481 | BUI-MAT_1062 |  | Sheet, Plain, 0.2mm x 3 x 8 |  |  | 6 | sht/s | [24 empty] | 6
2482 | BUI-MAT_1063 |  | Sheet, Plain, 0.3mm x 4 x 8 |  |  | 0 | sht/s | [24 empty] | 0
2483 | BUI-MAT_1064 |  | Sheet, Plain, 0.4mm x 4 x 8 |  |  | 0 | sht/s | [24 empty] | 0
2484 | BUI-MAT_1190 |  | Sheet, Plain, 0.6mm x 4 ft x 8 ft |  |  | 8 | sht/s | [24 empty] | 8
2485 | BUI-MAT_1065 |  | Sheet, Plain, 1 mm x 4 ft x 8 ft |  |  | 1 | sht/s | [24 empty] | 1
2486 | BUI-MAT_1152 |  | Sheet, Plain, Aluminum, 4 ft x 8 ft x 0.8mm Gauge 16 |  |  | 0 | sht/s | [24 empty] | 0
2487 | BUI-MAT_1092 |  | Sheet, Plain, Aluminum, 4 ft x 8 ft x Gauge 0.6mm |  |  | 0 | sht/s | [24 empty] | 0
2488 | BUI-MAT_1066 |  | Sheet, Screen, Perforated, 2" x 4 x 8 |  |  | 0 | sht/s | [24 empty] | 0
2489 | BUI-MAT_1067 |  | Sheet, Screen, Perforated, Square, 2" x 1m x 8 |  |  | 0 | sht/s | [24 empty] | 0
2490 | BUI-MAT_1068 |  | Sheet, Screen, Perforated, Square, 6mm x 1m x 8 |  |  | 0 | roll/s | [24 empty] | 0
2491 | AUX-PAR_1301 |  | Sheet, Screen, SS T304, Perforated, 1.0 mm thick x 5 mm dia x 4ft x 8ft |  |  | 0 | sht/s | [24 empty] | 0
2492 | CON-HOU_1060 |  | Sheeting Garden, Black Heavy Duty Polyethylene Plastic, 4 meters x 25 meters, Offered: Plastic Mulch, 1.5 meters x 400 meters |  |  | 0 | roll/s | [24 empty] | 0
2493 | CON-FUE_1013 |  | Shell Corena S4 P100 |  |  | 1 | pail/s | [24 empty] | 1
2494 | ENG-SUL_1171 |  | Shim, For Relief Valve, K 27706 |  |  | 46 | pc/s | [24 empty] | 46
2495 | FFE-UNI_1007 |  | Shirt, Polo, "Our Strength", Large |  |  | 0 | pc/s | [24 empty] | 0
2496 | FFE-UNI_1006 |  | Shirt, Polo, "Our Strength", Medium |  |  | 0 | pc/s | [24 empty] | 0
2497 | FFE-UNI_1005 |  | Shirt, Polo, "Our Strength", XSmall |  |  | 0 | pc/s | [24 empty] | 0
2498 | FFE-UNI_1008 |  | Shirt, Polo, "TaskForce25", Medium |  |  | 0 | pc/s | [24 empty] | 0
2499 | FFE-UNI_1036 |  | Shirt, Reflectorized, Double Extra Large, Cotton, Maroon |  |  | 0 | pc/s | [24 empty] | 0
2500 | FFE-UNI_1037 |  | Shirt, Reflectorized, Extra Large, Cotton, Apple Green |  |  | 0 | pc/s | [24 empty] | 0
2501 | FFE-UNI_1025 |  | Shirt, Reflectorized, Extra Large, Cotton, Green |  |  | 0 | pc/s | [24 empty] | 0
2502 | FFE-UNI_1033 |  | Shirt, Reflectorized, Extra Small, Cotton, Maroon |  |  | 0 | pc/s | [24 empty] | 0
2503 | FFE-UNI_1038 |  | Shirt, Reflectorized, Large, Cotton, Apple Green |  |  | 0 | pc/s | [24 empty] | 0
2504 | FFE-UNI_1003 |  | Shirt, Reflectorized, Large, Cotton, Green |  |  | 0 | pc/s | [24 empty] | 0
2505 | FFE-UNI_1035 |  | Shirt, Reflectorized, Large, Cotton, Maroon |  |  | 0 | pc/s | [24 empty] | 0
2506 | FFE-UNI_1024 |  | Shirt, Reflectorized, Long Sleeved, 2XLarge(XXL), Cotton, Gray |  |  | 0 | pc/s | [24 empty] | 0
2507 | FFE-UNI_1029 |  | Shirt, Reflectorized, Long Sleeved, Double Extra Large, Cotton, Maroon |  |  | 0 | pc/s | [24 empty] | 0
2508 | FFE-UNI_1023 |  | Shirt, Reflectorized, Long Sleeved, Extra Small, Cotton, Gray |  |  | 0 | pc/s | [24 empty] | 0
2509 | FFE-UNI_1030 |  | Shirt, Reflectorized, Long Sleeved, Extra Small, Cotton, Maroon |  |  | 0 | pc/s | [24 empty] | 0
2510 | FFE-UNI_1011 |  | Shirt, Reflectorized, Long Sleeved, Large, Cotton, Apple Green |  |  | 0 | pc/s | [24 empty] | 0
2511 | FFE-UNI_1015 |  | Shirt, Reflectorized, Long Sleeved, Large, Cotton, Gray |  |  | 0 | pc/s | [24 empty] | 0
2512 | FFE-UNI_1028 |  | Shirt, Reflectorized, Long Sleeved, Large, Cotton, Maroon |  |  | 0 | pc/s | [24 empty] | 0
2513 | FFE-UNI_1021 |  | Shirt, Reflectorized, Long Sleeved, Large, Cotton, Orange |  |  | 0 | pc/s | [24 empty] | 0
2514 | FFE-UNI_1026 |  | Shirt, Reflectorized, Long Sleeved, Large, Cotton, Royal Blue |  |  | 0 | pc/s | [24 empty] | 0
2515 | FFE-UNI_1010 |  | Shirt, Reflectorized, Long Sleeved, Medium, Cotton, Apple Green |  |  | 0 | pc/s | [24 empty] | 0
2516 | FFE-UNI_1016 |  | Shirt, Reflectorized, Long Sleeved, Medium, Cotton, Gray |  |  | 0 | pc/s | [24 empty] | 0
2517 | FFE-UNI_1027 |  | Shirt, Reflectorized, Long Sleeved, Medium, Cotton, Maroon |  |  | 0 | pc/s | [24 empty] | 0
2518 | FFE-UNI_1020 |  | Shirt, Reflectorized, Long Sleeved, Medium, Cotton, Orange |  |  | 0 | pc/s | [24 empty] | 0
2519 | FFE-UNI_1018 |  | Shirt, Reflectorized, Long Sleeved, Medium, Cotton, Royal Blue |  |  | 0 | pc/s | [24 empty] | 0
2520 | FFE-UNI_1009 |  | Shirt, Reflectorized, Long Sleeved, Small, Cotton, Apple Green |  |  | 0 | pc/s | [24 empty] | 0
2521 | FFE-UNI_1031 |  | Shirt, Reflectorized, Long Sleeved, Small, Cotton, Maroon |  |  | 0 | pc/s | [24 empty] | 0
2522 | FFE-UNI_1019 |  | Shirt, Reflectorized, Long Sleeved, Small, Cotton, Orange |  |  | 0 | pc/s | [24 empty] | 0
2523 | FFE-UNI_1017 |  | Shirt, Reflectorized, Long Sleeved, Small, Cotton, Royal Blue |  |  | 0 | pc/s | [24 empty] | 0
2524 | FFE-UNI_1012 |  | Shirt, Reflectorized, Long Sleeved, XLarge, Cotton, Apple Green |  |  | 0 | pc/s | [24 empty] | 0
2525 | FFE-UNI_1014 |  | Shirt, Reflectorized, Long Sleeved, XLarge, Cotton, Gray |  |  | 0 | pc/s | [24 empty] | 0
2526 | FFE-UNI_1022 |  | Shirt, Reflectorized, Long Sleeved, XLarge, Cotton, Orange |  |  | 0 | pc/s | [24 empty] | 0
2527 | FFE-UNI_1013 |  | Shirt, Reflectorized, Long Sleeved, XSmall, Cotton, Gray |  |  | 0 | pc/s | [24 empty] | 0
2528 | FFE-UNI_1039 |  | Shirt, Reflectorized, Medium, Cotton, Apple Green |  |  | 0 | pc/s | [24 empty] | 0
2529 | FFE-UNI_1002 |  | Shirt, Reflectorized, Medium, Cotton, Green |  |  | 0 | pc/s | [24 empty] | 0
2530 | FFE-UNI_1034 |  | Shirt, Reflectorized, Medium, Cotton, Maroon |  |  | 0 | pc/s | [24 empty] | 0
2531 | FFE-UNI_1040 |  | Shirt, Reflectorized, Small, Cotton, Apple Green |  |  | 0 | pc/s | [24 empty] | 0
2532 | FFE-UNI_1001 |  | Shirt, Reflectorized, Small, Cotton, Green |  |  | 0 | pc/s | [24 empty] | 0
2533 | FFE-UNI_1032 |  | Shirt, Reflectorized, Small, Cotton, Maroon |  |  | 0 | pc/s | [24 empty] | 0
2534 | FFE-UNI_1004 |  | Shirt, Reflectorized, XXLarge, Cotton, Green |  |  | 0 | pc/s | [24 empty] | 0
2535 | TOO-HAN_1023 |  | Shovel |  |  | 0 | pc/s | [24 empty] | 0
2536 | CON-CON_1221 |  | Shower Head |  |  | 2 | set/s | [24 empty] | 2
2537 | ENG-SUL_1298 |  | Shroud Ring |  |  | 4 | pc/s | [24 empty] | 4
2538 | EIC-PAR_1124 |  | Shunt Bar, 50MV, 150A |  |  | 0 | pc/s | [24 empty] | 0
2539 | EIC-PAR_1457 |  | Shut Down Solenoid With Latch For UG-40 |  |  | 0 | assy/s | [24 empty] | 0
2540 | ENG-SUL_1196 |  | Shut-off Piston, For Shaft K 46111, K 46113 |  |  | 2 | pc/s | [24 empty] | 2
2541 | EIC-PAR_1371 |  | Side Strap With Clamp |  |  | 0 | pc/s | [24 empty] | 0
2542 | CON-CHE_1059 |  | Silica Gel, Blue |  |  | 8 | kg/s | [24 empty] | 8
2543 | CON-CHE_1060 |  | Silica Gel, White |  |  | 0 | kg/s | [24 empty] | 0
2544 | CON-CON_1346 |  | Silver Brazing Rod, N-Ag 5R |  |  | 0 | box/s | [24 empty] | 0
2545 | FFE-COM_1020 |  | Sim Card Tray Ejector |  |  | 0 | pc/s | [24 empty] | 0
2546 | FFE-COM_1019 |  | Sim Card, Globe |  |  | 0 | pc/s | [24 empty] | 0
2547 | FFE-SSE_1016 |  | Siren |  |  | 0 | pc/s | [24 empty] | 0
2548 | CON-CON_1353 |  | Skim Coat, Putty, White, 20kg/bag |  |  | 0 | bag/s | [24 empty] | 0
2549 | CON-OFF_1100 |  | Slate, Board, Plastic |  |  | 0 | pc/s | [24 empty] | 0
2550 | ENG-SUL_1293 |  | Sleeve for Gas Inlet Casing |  |  | 4 | set/s | [24 empty] | 4
2551 | ENG-SUL_1137 |  | Sleeve, Operating Piston, K 34124 |  |  | 6 | pc/s | [24 empty] | 6
2552 | AUX-PAR_1192 |  | Sleeve, Shafting of Lube Oil Purifier No. 1 |  |  | 0 | pc/s | [24 empty] | 0
2553 | ENG-SUL_1088 |  | Slide for Oil Pump, K 71037 |  |  | 2 | pc/s | [24 empty] | 2
2554 | TOO-HAN_1006 |  | Sling, Nylon, 2 meters x 2" x 2 tons |  |  | 0 | pc/s | [24 empty] | 0
2555 | TOO-HAN_1038 |  | Sling, Nylon, 3 meters x 3" x 3 tons |  |  | 0 | pc/s | [24 empty] | 0
2556 | TOO-HAN_1039 |  | Sling, Nylon, 4 meters x 3" x 3 tons |  |  | 0 | pc/s | [24 empty] | 0
2557 | ENG-SUL_1175 |  | Snap Ring, For Spring Plate K 44113, K 44127 |  |  | 4 | pc/s | [24 empty] | 4
2558 | ENG-SUL_1233 |  | Snap Ring, K 55024 |  |  | 24 | pc/s | [24 empty] | 24
2559 | TOO-HAN_1003 |  | Snip, Aviation, Fatmax 14-563 |  |  | 0 | pc/s | [24 empty] | 0
2560 | CON-HOU_1039 |  | Soap, Bar |  |  | 0 | bar/s | [24 empty] | 0
2561 | CON-HOU_1040 |  | Soap, Liquid, All- Purpose |  |  | 1 | gal/s | [7 empty] | 1 | [16 empty] | 2 | bar: MATERIAL RECIEVED 01/07
2562 | CON-HOU_1052 |  | Soap, Liquid, All- Purpose, Liters |  |  | 3 | ltr/s | [23 empty] | 3 | 6
2563 | CON-HOU_1041 |  | Soap, Liquid, Dishwashing |  |  | 0 | ltr/s | [24 empty] | 0
2564 | CON-HOU_1069 |  | Soap, Liquid, Hand Washing, 450ml |  |  | 0 | bot/s | [24 empty] | 0
2565 | CON-HOU_1042 |  | Soap, Liquid, Industrial |  |  | 0 | ltr/s | [24 empty] | 0
2566 | CON-HOU_1059 |  | Soap, Special Powder |  |  | 0 | kg/s | [24 empty] | 0
2567 | CON-MED_1042 |  | Soap,Hand, Antibacterial, Moisturizing, 500ml |  |  | 0 | bot/s | [24 empty] | 0
2568 | EIC-PAR_1126 |  | Socket Adapter, 660W, 250V |  |  | 2 | pc/s | [24 empty] | 2
2569 | EIC-PAR_1125 |  | Socket Adapter, Light Bulb - Plug Outlet, 125V, 660W |  |  | 2 | pc/s | [24 empty] | 2
2570 | TOO-HAN_1095 |  | Socket Adaptor, 1/2" Female x 3/8" Male |  |  | 0 | pc/s | [24 empty] | 0
2571 | ENG-SUL_1323 |  | Socket Screw |  |  | 20 | pc/s | [24 empty] | 20
2572 | CON-EIC_1097 |  | Socket, Ceiling Type |  |  | 0 | pc/s | [24 empty] | 0
2573 | EIC-PAR_1128 |  | Socket, Relay, Din Rail, Flat, 10A, 240V, 14-Pin |  |  | 4 | pc/s | [24 empty] | 4
2574 | EIC-PAR_1129 |  | Socket, Relay, Din Rail, Flat, 15A, 110V, 8-Pin |  |  | 7 | pc/s | [24 empty] | 7
2575 | EIC-PAR_1133 |  | Socket, Relay, Din Rail, Flat, 15A, 240V, 8-Pin |  |  | 30 | pc/s | [24 empty] | 30
2576 | EIC-PAR_1134 |  | Socket, Relay, Din Rail, Flat, Front Connecting, 5A, 250V, 14-Pin |  |  | 0 | pc/s | [24 empty] | 0
2577 | EIC-PAR_1132 |  | Socket, Relay, Din Rail, Round, 10A, 250V, 11-Pin |  |  | 6 | pc/s | [24 empty] | 6
2578 | EIC-PAR_1130 |  | Socket, Relay, Din Rail, Round, 10A, 250V, 8-Pin |  |  | 32 | pc/s | [24 empty] | 32
2579 | EIC-PAR_1131 |  | Socket, Relay, Din Rail, Round, 10A, 300V, 8-Pin |  |  | 3 | pc/s | [24 empty] | 3
2580 | EIC-PAR_1135 |  | Socket, Relay, Din Rail, Round, 5A, 250V, 11-Pin |  |  | 3 | pc/s | [24 empty] | 3
2581 | EIC-PAR_1136 |  | Socket, Relay, Din Rail, Round, 6A, 240V, 8-Pin |  |  | 1 | pc/s | [24 empty] | 1
2582 | EIC-PAR_1127 |  | Socket, Relay, RCP, 400VAC, 10A, 11-Pin (3-Changeover Contact) |  |  | 11 | pc/s | [24 empty] | 11
2583 | EIC-PAR_1137 |  | Socket, Rubberized |  |  | 0 | pc/s | [24 empty] | 0
2584 | CON-CHE_1061 |  | Sodium Powder |  |  | 2750 | grm/s | [24 empty] | 2750
2585 | FFE-SSE_1034 |  | Solar Aviation Obstruction Light, ICAO (Annex 14) Low Intensity Light Type A, LED, Red, Battery Capacity:3.6V/8AH NiHM, Vertical degree:>_ 10 Deg., Horizontal degree: 360 Deg., Flash Setting: 60 times/minute |  |  | 0 | unit/s | [24 empty] | 0
2586 | EIC-PAR_1496 |  | Solenoid Valve Block, PN: 0018 6654 000 |  |  | 0 | pc/s | [24 empty] | 0
2587 | EIC-PAR_1442 |  | Solenoid Valve, 3-Way, MAC 56C-13-681BA Valve, Coil= 68, 120 VDC, 6.4 Watts, Model: 100 TYP XX |  |  | 0 | pc/s | [24 empty] | 0
2588 | EIC-PAR_1434 |  | Solenoid Valve, Shutdown, 24VDC |  |  | 0 | pc/s | [24 empty] | 0
2589 | EIC-PAR_1288 |  | Solenoid, Direct and Operating Valve, 120 V, Model No: 821C-PM-XX1BA-152-MOD00358 |  |  | 0 | pc/s | [24 empty] | 0
2590 | CON-CON_1213 |  | Solvent, PVC, 100 C |  |  | 0 | can/s | [24 empty] | 0
2591 | CON-CON_1339 |  | Solvent, PVC, 400 CC |  |  | 0 | can/s | [24 empty] | 0
2592 | CON-CON_1186 |  | Solvent, PVC, 500 C |  |  | 3 | can/s | [24 empty] | 3
2593 | CON-HOU_1043 |  | Sorbent Boom, Economical SPC, 8" x 10" ENV810 (Economy Boom w/Blue Sleeve, Lint Free, 4/Bale, Absorbency Capacity : 65ga |  |  | 0 | roll/s | [24 empty] | 0
2594 | AUX-PAR_1088 |  | Spacer, Lube Oil Pump, 10mm x 42mm x 71mm dia. |  |  | 1 | pc/s | [24 empty] | 1
2595 | AUX-PAR_1089 |  | Spacer, Lube Oil Pump, 20mm x 42mm x 71mm dia. |  |  | 1 | pc/s | [24 empty] | 1
2596 | AUX-PAR_1090 |  | Spacer, Lube Oil Pump, 4mm x 41mm x 71mm dia. |  |  | 1 | pc/s | [24 empty] | 1
2597 | AUX-PAR_1091 |  | Spacer, Lube Oil Pump, 5mm x 41mm x 71mm dia. |  |  | 7 | pc/s | [24 empty] | 7
2598 | TOO-HAN_1005 |  | Spade, Cane Cutter |  |  | 0 | pc/s | [24 empty] | 0
2599 | ENG-SUL_1307 |  | Spare Oil Pump WZ Turbine End, VTR 401 |  |  | 6 | pc/s | [24 empty] | 6
2600 | EIC-PAR_1341 |  | Spare Type N Male Crimp / Crimp Connector 300 Type |  |  | 0 | pc/s | [24 empty] | 0
2601 | ENG-SUL_1017 |  | Special Bolt for K 28005, K 28034 |  |  | 96 | pc/s | [24 empty] | 96
2602 | ENG-SUL_1080 |  | Special Bolt for Main Rocker Arm K 28005, K 28035 |  |  | 46 | pc/s | [24 empty] | 46
2603 | ENG-SUL_1039 |  | Spherical Headed Pin for K 28005 & K 28015, K 28009 |  |  | 176 | pc/s | [24 empty] | 176
2604 | ENG-SUL_1215 |  | Spherical Pin For Valve Drive, K 44112 |  |  | 24 | pc/s | [24 empty] | 24
2605 | ENG-SUL_1210 |  | Spindle , K 46114 |  |  | 2 | pc/s | [24 empty] | 2
2606 | ENG-SUL_1182 |  | Spindle, For Starting Valve, K 27401 |  |  | 30 | pc/s | [24 empty] | 30
2607 | ENG-SUL_1049 |  | Spiral Gear for Governor Drive, K 51132 |  |  | 2 | pc/s | [24 empty] | 2
2608 | ENG-COM_1044 |  | Split Pin, 00.210.08.112.3 |  |  | 20 | pc/s | [24 empty] | 20
2609 | FFE-COM_1012 |  | Splitter, Amplifier Repeater, HDMI, 1 in 4 out box hub full, 1080p HD |  |  | 0 | pc/s | [24 empty] | 0
2610 | BUI-PIP_1354 |  | Spool, GI, Sch 40, 3" x 6", Male Threaded, S30 |  |  | 0 | pc/s | [24 empty] | 0
2611 | TOO-HAN_1034 |  | Spray Gun, High Pressure, 1.5mm Fluid Nozzle, 3.0 Bar Air Pressure Required, 75L/min Air Consumption, 95cc/min Output, 110mm Pattern Width of Fan Shaped, 0.4 kw Compressor Required |  |  | 0 | unit/s | [24 empty] | 0
2612 | ENG-SUL_1177 |  | Spring Cage For K 28041, K 28042 |  |  | 132 | pc/s | [24 empty] | 132
2613 | ENG-PIE_1027 |  | Spring Element, Complete For Operating Piston, K 34150 |  |  | 34 | pc/s | [24 empty] | 34
2614 | ENG-SUL_1086 |  | Spring for Fuel Injection Pump, K 55018 |  |  | 4 | pc/s | [24 empty] | 4
2615 | ENG-SUL_1167 |  | Spring Plate For Fuel Injection Valve, K 27205 A |  |  | 66 | pc/s | [24 empty] | 66
2616 | ENG-SUL_1172 |  | Spring Plate, For Fuel Injection Valve, K 27205 B |  |  | 96 | pc/s | [24 empty] | 96
2617 | ENG-SUL_1075 |  | Spring Tensioner for Fuel Injection Valve, K 27206 |  |  | 78 | pc/s | [24 empty] | 78
2618 | ENG-SUL_1213 |  | Spring, For Flexible Rodding, K 45005 |  |  | 2 | pc/s | [24 empty] | 2
2619 | ENG-SUL_1188 |  | Spring, For Fuel Pressure Valve, PN 3446286100, K 27257 |  |  | 144 | pc/s | [24 empty] | 144
2620 | ENG-SUL_1220 |  | Spring, For Non Return Valve K 43515, K 43519 |  |  | 32 | pc/s | [24 empty] | 32
2621 | ENG-SUL_1150 |  | Spring, For Relief Valve, K 27705 A |  |  | 46 | pc/s | [24 empty] | 46
2622 | ENG-SUL_1151 |  | Spring, For Relief Valve, K 27705 B |  |  | 12 | pc/s | [24 empty] | 12
2623 | ENG-SUL_1176 |  | Spring, For Starting Valve, K 27414 |  |  | 10 | pc/s | [24 empty] | 10
2624 | ENG-SUL_1121 |  | Spring, K 77716 |  |  | 48 | pc/s | [24 empty] | 48
2625 | AUX-PAR_1114 |  | Spring, Lockwasher, 13 |  |  | 1 | pc/s | [24 empty] | 1
2626 | AUX-PAR_1092 |  | Spring, Lower, 14mm x 56mm x 59mm x 32mm dia., SJ 6000 |  |  | 1 | pc/s | [24 empty] | 1
2627 | AUX-PAR_1094 |  | Spring, Upper, 9mm x 44mm x 33mm x 17mm dia., 6013010, SJ 6000 |  |  | 6 | pc/s | [24 empty] | 6
2628 | BUI-MAT_1200 |  | Stabilizer Post, 1800, Model: YZ-P18 |  |  | 0 | pc/s | [24 empty] | 0
2629 | BUI-MAT_1199 |  | Stabilizer, Model: YZ-PAL |  |  | 0 | pc/s | [24 empty] | 0
2630 | FFE-APP_1017 |  | Stand Fan, Industrial, 16" |  |  | 0 | unit/s | [24 empty] | 0
2631 | EIC-PAR_1352 |  | Standard Din Rail 19" |  |  | 0 | pc/s | [24 empty] | 0
2632 | CON-OFF_1079 |  | Stapler, Desktop, #10 |  |  | 0 | pc/s | [24 empty] | 0
2633 | CON-OFF_1080 |  | Stapler, Desktop, w/ Remover, #35 |  |  | 0 | pc/s | [24 empty] | 0
2634 | FFE-OFF_1006 |  | Starter, Recoil, Grass Cutter |  |  | 1 | pc/s | [9 empty] | 1 | [5 empty] | 1 | [8 empty] | 0
2635 | ENG-SUL_1283 |  | Starting Valve Body - Lower |  |  | 2 | pc/s | [24 empty] | 2
2636 | ENG-SUL_1282 |  | Starting Valve Body - Upper |  |  | 4 | pc/s | [24 empty] | 4
2637 | ENG-SUL_1284 |  | Starting Valve Flange, K 27035 |  |  | 2 | pc/s | [24 empty] | 2
2638 | ENG-SUL_1191 |  | Starting Valve, Complete, K 27400 |  |  | 14 | pc/s | [24 empty] | 14
2639 | TOO-HAN_1011 |  | Steel Tape, 3 meters |  |  | 0 | pc/s | [24 empty] | 0
2640 | TOO-HAN_1029 |  | Steel Tape, 5 meters |  |  | 0 | pc/s | [24 empty] | 0
2641 | CON-EIC_1194 |  | Sticker, Reflectorized |  |  | 0 | sht/s | [24 empty] | 0
2642 | CON-CON_1144 |  | Stikwel |  |  | 0 | pack/s | [24 empty] | 0
2643 | CON-CHE_1086 |  | Stirring Rod, 7mm x 12", Pyrex |  |  | 1 | pc/s | [24 empty] | 1
2644 | BUI-MAT_1069 |  | Stone, Crushed/Cracked, 1" |  |  | 0 | cu.m | [24 empty] | 0
2645 | BUI-MAT_1070 |  | Stone, Crushed/Cracked, 3/4" |  |  | 0 | cu.m | [24 empty] | 0
2646 | CON-CON_1051 |  | Stone, Grinding/ Mounted, Die Pencil, A-12 |  |  | 0 | pc/s | [24 empty] | 0
2647 | CON-CON_1052 |  | Stone, Grinding/ Mounted, Die Pencil, A-2 |  |  | 0 | pc/s | [24 empty] | 0
2648 | CON-CON_1053 |  | Stone, Grinding/ Mounted, Die Pencil, A-5 |  |  | 0 | pc/s | [24 empty] | 0
2649 | CON-CON_1291 |  | Stone, Grinding/ Mounted, Die Pencil, B-41 |  |  | 0 | pc/s | [24 empty] | 0
2650 | CON-CON_1054 |  | Stone, Honing, Grain Size: 46, Hardness: 3, RA: 3.0-5.0, 11373-20-14 |  |  | 96 | pc/s | [24 empty] | 96
2651 | CON-CON_1055 |  | Stone, Honing, Grain Size: Fine, Hardness: Diamond Stone |  |  | 0 | pc/s | [24 empty] | 0
2652 | CON-CON_1352 |  | Stone, Sharpening, 108 "S" Combination, 8" x 2" x 1" |  |  | 0 | pc/s | [24 empty] | 0
2653 | CON-CON_1056 |  | Stone, Sharpening, 109 "S" Combination, 6" x 2" x 1" |  |  | 0 | pc/s | [24 empty] | 0
2654 | CON-CON_1057 |  | Stone, Sharpening, 109 "S" Combination, 6" x 2" x 1" |  |  | 0 | pc/s | [24 empty] | 0
2655 | ENG-SUL_1037 |  | Stopper Plate for Operating Piston, K 34138 |  |  | 230 | pc/s | [24 empty] | 230
2656 | FFE-APP_1007 |  | Stove, Electric, Double Burner |  |  | 0 | unit/s | [24 empty] | 0
2657 | FFE-APP_1008 |  | Stove, Electric, Single Burner |  |  | 0 | unit/s | [24 empty] | 0
2658 | FFE-APP_1009 |  | Stove, Gas, Double Burner |  |  | 0 | unit/s | [24 empty] | 0
2659 | FFE-APP_1010 |  | Stove, Gas, Single Burner |  |  | 0 | unit/s | [24 empty] | 0
2660 | CON-CON_1211 |  | Strainer, Floor Drain, 4" |  |  | 0 | pc/s | [24 empty] | 0
2661 | BUI-PIP_1372 |  | Strainer, For, Flow Meter, 2" (50mm), Cast Iron, Body Flange Type, w/bolts nuts and gaskets, 10 Bars, |  |  | 0 | unit/s | [24 empty] | 0
2662 | CON-CON_6383 |  | Strainer, Lavatory, Stainless Steel |  |  | 0 | pc/s | [24 empty] | 0
2663 | BUI-PIP_1191 |  | Strainer, Y, 2" |  |  | 0 | pc/s | [24 empty] | 0
2664 | BUI-PIP_1192 |  | Strainer, Y, 4", 150lbs |  |  | 0 | pc/s | [24 empty] | 0
2665 | BUI-PIP_1193 |  | Strainer, Y, 5", 150lbs. |  |  | 0 | pc/s | [24 empty] | 0
2666 | BUI-PIP_1344 |  | Strainer, Y, 6" |  |  | 0 | pc/s | [24 empty] | 0
2667 | BUI-PIP_1194 |  | Strainer, Y, 8" |  |  | 0 | pc/s | [24 empty] | 0
2668 | CON-HOU_1068 |  | Stretch Film, 18micron x 500mm (20") x 300mtr |  |  | 0 | roll/s | [24 empty] | 0
2669 | CON-HOU_1044 |  | Stretch Film, 20micron x 300mm x 150mtr |  |  | 0 | roll/s | [24 empty] | 0
2670 | CON-HOU_1045 |  | Stretch Film, 20micron x 500mm x 1000mtr |  |  | 0 | roll/s | [24 empty] | 0
2671 | CON-HOU_1062 |  | Stretch Film, 20micron x 500mm x 500mtr |  |  | 2 | roll/s | [24 empty] | 2
2672 | EIC-PAR_1293 |  | Strip Heater, Ceramic Insulated, Screw Type Terminal, Clamp-on, 1-1/2"W x 10.00" L |  |  | 0 | pc/s | [24 empty] | 0
2673 | ENG-SUL_1085 |  | Stud for Bearing Casing, K 27038 |  |  | 4 | pc/s | [24 empty] | 4
2674 | ENG-SUL_1042 |  | Stud with Nut for Connecting Rod Head, K 33410 |  |  | 52 | pc/s | [24 empty] | 52
2675 | ENG-SUL_1192 |  | Stud, For Cylinder Cover, K 11122 |  |  | 40 | pc/s | [24 empty] | 40
2676 | EIC-PAR_1138 |  | Surge Arrester, Polymer, PDV-65, Rated: 10kV |  |  | 0 | set/s | [24 empty] | 0
2677 | EIC-PAR_1498 |  | Surge Suppressor, MHT250-N48, Rating Operating Voltage 48VDC, Max Operating Voltage 60vdc, Rated Current 2ADC, Series Resistance 0.5 ohms+/-20% |  |  | 0 | unit/s | [24 empty] | 0
2678 | CON-EIC_1134 |  | Switch Box, PVC |  |  | 0 | pc/s | [24 empty] | 0
2679 | CON-EIC_1150 |  | Switch Box, PVC, With Steel Plate Blank, 3" x 5" x 1-1/2" |  |  | 0 | set/s | [24 empty] | 0
2680 | EIC-PAR_1445 |  | Switch Control, Selector, 2 Pole, 2 Position, all with Contacts, MAN-EG3200 |  |  | 0 | pc/s | [24 empty] | 0
2681 | EIC-PAR_1154 |  | Switch Plate, Wall Mounted, Plastic, 1 Gang |  |  | 7 | pc/s | [24 empty] | 7
2682 | EIC-PAR_1155 |  | Switch Plate, Wall Mounted, Plastic, 2 Gang |  |  | 0 | pc/s | [24 empty] | 0
2683 | EIC-PAR_1156 |  | Switch Plate, Wall Mounted, Plastic, 3 Gang |  |  | 1 | pc/s | [24 empty] | 1
2684 | FFE-SSE_1040 |  | Switch, 16 100M POE Port, 2 1000M Combo Port, 802.3af/at, POE Power Budget 230W, Extend Mode Port 1-8 / 9-16 Up to 300M Long Distance Transmission |  |  | 0 | pc/s | [24 empty] | 0
2685 | FFE-SSE_1026 |  | Switch, 8 Port Unmanaged POE |  |  | 0 | unit/s | [24 empty] | 0
2686 | EIC-PAR_1139 |  | Switch, Cam, 300VAC, 20A |  |  | 2 | pc/s | [24 empty] | 2
2687 | EIC-PAR_1140 |  | Switch, Float, 25-550mm, DC:240V/1.5A, AC:220V/1.5A |  |  | 3 | pc/s | [24 empty] | 3
2688 | EIC-PAR_1444 |  | Switch, Flow Explosion Proof, Paddle Type, Housing:Aluminum, 1/2 NPT, Connection: NPT Male, Paddle Length: Standard |  |  | 11 | pc/s | [24 empty] | 11
2689 | EIC-PAR_1439 |  | Switch, Heavy Duty w/ Plate, Wall Mounted, Plastic, 1 Gang |  |  | 0 | set/s | [24 empty] | 0
2690 | AUX-PAR_1220 |  | Switch, High Pressure, Preset Value: 2 Bar |  |  | 2 | unit/s | [24 empty] | 2
2691 | CON-EIC_1201 |  | Switch, Light, 2 Gang |  |  | 0 | pc/s | [24 empty] | 0
2692 | EIC-PAR_1143 |  | Switch, Limit, 600A |  |  | 2 | pc/s | [24 empty] | 2
2693 | EIC-PAR_1281 |  | Switch, Limit, 600A |  |  | 1 | pc/s | [24 empty] | 1
2694 | EIC-PAR_1141 |  | Switch, Liquid Flow, 160psi/300degF |  |  | 2 | pc/s | [24 empty] | 2
2695 | EIC-PAR_1142 |  | Switch, Liquid Flow, 355psi/302?F, 1A, 60W, 220VAC, 200VDC, 1-1/2" PT |  |  | 1 | pc/s | [24 empty] | 1
2696 | EIC-PAR_1144 |  | Switch, Low Oil Level, 480VAC, 10A |  |  | 1 | pc/s | [24 empty] | 1
2697 | AUX-PAR_1219 |  | Switch, Low Pressure, Preset Value: 0-6 Bar |  |  | 2 | unit/s | [24 empty] | 2
2698 | FFE-SSE_1017 |  | Switch, Manual Call Point |  |  | 0 | pc/s | [24 empty] | 0
2699 | EIC-PAR_1145 |  | Switch, Pressure, 10 - 250PSI |  |  | 7 | pc/s | [24 empty] | 7
2700 | EIC-PAR_1148 |  | Switch, Pressure, Type 900.2381.907, IP65, Pmax:40bar, 250VAC/30VDC, 15(1.5)A |  |  | 8 | unit/s | [24 empty] | 8
2701 | EIC-PAR_1146 |  | Switch, Pressure, Type 903.2381.907, IP65, Pmax:40bar, 250VAC/30VDC, 15(1.5)A |  |  | 6 | unit/s | [24 empty] | 6
2702 | EIC-PAR_1149 |  | Switch, Push Button |  |  | 0 | pc/s | [24 empty] | 0
2703 | EIC-PAR_1151 |  | Switch, Rotary, 3 Position, 1 Pole, 45 deg (Selector Switch) |  |  | 0 | pc/s | [24 empty] | 0
2704 | EIC-PAR_1150 |  | Switch, Selector, Ui 600V, 10A |  |  | 0 | pc/s | [24 empty] | 0
2705 | EIC-PAR_1153 |  | Switch, Single Pole with Plate |  |  | 0 | pc/s | [24 empty] | 0
2706 | CON-EIC_1225 |  | Switch, Surface Mount With Plate, Case & Box, 1 Gang |  |  | 0 | set/s | [24 empty] | 0
2707 | CON-EIC_1226 |  | Switch, Surface Mount With Plate, Case & Box, 2 Gang |  |  | 0 | set/s | [24 empty] | 0
2708 | CON-EIC_1228 |  | Switch, Surface Mount With Plate, Case & Box, 3 Gang |  |  | 0 | set/s | [24 empty] | 0
2709 | CON-MED_1043 |  | Syringe, 3cc, Disposable |  |  | 0 | pc/s | [24 empty] | 0
2710 | TOO-MEA_1002 |  | T-Bore Hole Gauge, Telescoping Precision, Mitutoyo |  |  | 0 | set/s | [24 empty] | 0
2711 | CON-MED_1055 |  | Tablet, Meclizine HCL, Bonamine, 25mg |  |  | 0 | pc/s | [24 empty] | 0
2712 | CON-MED_1054 |  | Tablet, Ranitidine, 150mg |  |  | 0 | pc/s | [24 empty] | 0
2713 | EIC-PAR_1295 |  | Tacho Generator, LK:39918/001, 1500-1/min, 1 mA, 60 Volts AC |  |  | 1 | unit/s | [24 empty] | 1
2714 | TOO-HAN_1079 |  | Tailor Scissor, Heavy Duty, Stainless Steel, #10 |  |  | 0 | pc/s | [24 empty] | 0
2715 | FFE-STA_1006 |  | Tank, Portable, Water Storage, PVC, Color Blue, 1000 Liters, Bestank |  |  | 0 | pc/s | [24 empty] | 0
2716 | TOO-HAN_1081 |  | Tap & Die Set, Straight Flute, USA Ace 6-24 mm, 51 pcs / set |  |  | 0 | set/s | [24 empty] | 0
2717 | CON-EIC_1149 |  | Tape Foil, Aluminum, 48mm x 10yrds |  |  | 0 | roll/s | [24 empty] | 0
2718 | CON-SAF_1001 |  | Tape, Caution, 500 m/roll |  |  | 0 | roll/s | [24 empty] | 0
2719 | CON-OFF_1081 |  | Tape, Cellophane, 1" |  |  | 0 | roll/s | [24 empty] | 0
2720 | CON-OFF_1082 |  | Tape, Cellophane, 2" |  |  | 0 | roll/s | [24 empty] | 0
2721 | CON-OFF_1083 |  | Tape, Correction |  |  | 0 | pc/s | [24 empty] | 0
2722 | CON-SAF_1002 |  | Tape, Danger |  |  | 0 | roll/s | [24 empty] | 0
2723 | CON-OFF_1084 |  | Tape, Duct, 2" |  |  | 0 | roll/s | [24 empty] | 0
2724 | CON-OFF_1116 |  | Tape, Duct, Cloth Type, 1.89" x 27.35 yards |  |  | 0 | roll/s | [24 empty] | 0
2725 | CON-EIC_1118 |  | Tape, Electrical, Rubber, Self Fusing |  |  | -2 | roll/s | [24 empty] | -2
2726 | CON-EIC_1170 |  | Tape, Fiberglass, w/o Adhesive, 1" |  |  | 0 | roll/s | [24 empty] | 0
2727 | CON-EIC_1206 |  | Tape, Kapton, w/ Adhesive, 1/2" x 0.025 mm Thick |  |  | 0 | roll/s | [24 empty] | 0
2728 | CON-EIC_1169 |  | Tape, Kapton, w/ Adhesive, 3/4" |  |  | 0 | roll/s | [24 empty] | 0
2729 | CON-OFF_1085 |  | Tape, Masking, 1" |  |  | 5 | roll/s | [24 empty] | 5
2730 | CON-OFF_1086 |  | Tape, Masking, 1/2" |  |  | 0 | roll/s | [24 empty] | 0
2731 | CON-OFF_1130 |  | Tape, Masking, 1/4" |  |  | 0 | roll/s | [24 empty] | 0
2732 | CON-OFF_1087 |  | Tape, Masking, 2" |  |  | 0 | roll/s | [24 empty] | 0
2733 | CON-OFF_1088 |  | Tape, Masking, 3" |  |  | 0 | roll/s | [24 empty] | 0
2734 | CON-OFF_1132 |  | Tape, Masking, 3/4" |  |  | 0 | roll/s | [24 empty] | 0
2735 | CON-EIC_1171 |  | Tape, Mica, w/o Adhesive, 1" |  |  | 0 | roll/s | [24 empty] | 0
2736 | CON-EIC_1061 |  | Tape, Polytetrafluroethlyne (PTFE), High Heat, Yellow Gas Line, 1" (Teflon) |  |  | 0 | roll/s | [24 empty] | 0
2737 | BUI-PIP_1195 |  | Tape, Polytetrafluroethlyne (PTFE), High Heat, Yellow Gas Line, 1/2" (Teflon) |  |  | 0 | roll/s | [24 empty] | 0
2738 | BUI-PIP_1196 |  | Tape, Polytetrafluroethlyne (PTFE), Industrial, 1" (Teflon) |  |  | 0 | roll/s | [24 empty] | 0
2739 | CON-CON_1145 |  | Tape, Polytetrafluroethlyne (PTFE), Industrial, 1/2" (Teflon) |  |  | 0 | roll/s | [24 empty] | 0
2740 | CON-CON_1146 |  | Tape, Polytetrafluroethlyne (PTFE), Industrial, 3/4" (Teflon) |  |  | 5 | roll/s | MATERIAL RECIEVED 01/07: 2 | 2 | [16 empty] | 7
2741 | CON-EIC_1205 |  | Tape, Resiglass, White, 1" |  |  | 0 | roll/s | [24 empty] | 0
2742 | CON-EIC_1062 |  | Tape, Rubber, 130?C |  |  | 0 | roll/s | [24 empty] | 0
2743 | CON-EIC_1174 |  | Tape, Rubber, Splicing, 19mm x 9.5m |  |  | 0 | roll/s | [24 empty] | 0
2744 | CON-EIC_1063 |  | Tape, Vinyl, Electrical |  |  | -3 | roll/s | [24 empty] | -3
2745 | CON-EIC_1064 |  | Tape, Vinyl, Electrical, Big |  |  | 10 | roll/s | [24 empty] | 10
2746 | CON-EIC_1065 |  | Tape, Vinyl, Self Laminating, Black on Yellow (for Brady) |  |  | 0 | cart/s | [24 empty] | 0
2747 | ENG-PIE_1002 |  | Taper Pin |  |  | 30 | pc/s | [24 empty] | 30
2748 | CON-CON_1338 |  | Tarp Foil, Insulator, Roof, Single, 1 mtr - Width |  |  | 0 | mtr/s | [24 empty] | 0
2749 | CON-CON_1331 |  | Tarp Foil, Insulator, Roof, Single, 1 mtr - Width x 50mtr |  |  | 1 | roll/s | [24 empty] | 1
2750 | CON-OFF_1089 |  | Tarpaulin, 3 x 4 |  |  | 0 | pc/s | [24 empty] | 0
2751 | CON-OFF_1101 |  | Tarpaulin, Printed, 3 ft x 5 ft |  |  | 0 | pc/s | [24 empty] | 0
2752 | CON-CHE_1088 |  | TBN Reagent C, AS-K13378-KW |  |  | 0 | pack/s | [24 empty] | 0
2753 | BUI-PIP_1197 |  | Tee, Coupling, 1-1/2" |  |  | 0 | pc/s | [24 empty] | 0
2754 | BUI-PIP_1199 |  | Tee, Coupling, 3" |  |  | 0 | pc/s | [24 empty] | 0
2755 | BUI-PIP_1198 |  | Tee, Coupling, 3-1/2" |  |  | 0 | pc/s | [24 empty] | 0
2756 | BUI-PIP_1200 |  | Tee, Coupling, 4" |  |  | 0 | pc/s | [24 empty] | 0
2757 | BUI-PIP_1201 |  | Tee, Coupling, BI, 1-1/2" |  |  | 11 | pc/s | [24 empty] | 11
2758 | BUI-PIP_1202 |  | Tee, Coupling, BI, 2-1/2" |  |  | 1 | pc/s | [24 empty] | 1
2759 | BUI-PIP_1203 |  | Tee, Coupling, BI, 3" |  |  | 7 | pc/s | [24 empty] | 7
2760 | BUI-PIP_1204 |  | Tee, Coupling, BI, 4" |  |  | 5 | pc/s | [24 empty] | 5
2761 | BUI-PIP_1205 |  | Tee, Coupling, BI, 5" |  |  | 4 | pc/s | [24 empty] | 4
2762 | CON-CON_1263 |  | Tee, Coupling, BI, Threaded, S-40, 1-1/2" |  |  | 0 | pc/s | [24 empty] | 0
2763 | BUI-PIP_1207 |  | Tee, Coupling, GI, 1" |  |  | 3 | pc/s | [24 empty] | 3
2764 | BUI-PIP_1206 |  | Tee, Coupling, GI, 1-1/2" |  |  | 9 | pc/s | [24 empty] | 9
2765 | BUI-PIP_1208 |  | Tee, Coupling, GI, 1/2" |  |  | 1 | pc/s | [24 empty] | 1
2766 | BUI-PIP_1209 |  | Tee, Coupling, GI, 1/4" |  |  | 0 | pc/s | [24 empty] | 0
2767 | BUI-PIP_1211 |  | Tee, Coupling, GI, 2" |  |  | 0 | pc/s | [24 empty] | 0
2768 | BUI-PIP_1210 |  | Tee, Coupling, GI, 2-1/2" |  |  | 0 | pc/s | [24 empty] | 0
2769 | BUI-PIP_1212 |  | Tee, Coupling, GI, 3/4" |  |  | 5 | pc/s | [24 empty] | 5
2770 | BUI-PIP_1213 |  | Tee, Coupling, GI, 3/8" |  |  | 0 | pc/s | [24 empty] | 0
2771 | BUI-PIP_1214 |  | Tee, Coupling, PVC, 4" |  |  | 13 | pc/s | [24 empty] | 13
2772 | BUI-PIP_1215 |  | Tee, Coupling, PVC, 5" |  |  | 0 | pc/s | [24 empty] | 0
2773 | BUI-MAT_1221 |  | Tee, Coupling, SS, 3/4" |  |  | 0 | pc/s | [24 empty] | 0
2774 | BUI-PIP_1216 |  | Tee, Coupling, Stainless Steel, 1/2", Sched 40 |  |  | 23 | pc/s | [24 empty] | 23
2775 | BUI-MAT_1243 |  | Tee, HDPE, 1" |  |  | 0 | pc/s | [7 empty] | 1 | [16 empty] | 1 | bar: MATERIAL RECIEVED 01/07
2776 | BUI-PIP_1280 |  | Tee, Pipe Fitting, SS 316 Cast, Class 150, 1/2" NPT |  |  | 0 | pc/s | [24 empty] | 0
2777 | BUI-PIP_1291 |  | Tee, Plain, PVC, 1/ 2 Inches |  |  | 8 | pc/s | [24 empty] | 8
2778 | BUI-PIP_1287 |  | Tee, Plain, PVC, 2 Inches |  |  | 4 | pc/s | [24 empty] | 4
2779 | BUI-PIP_1304 |  | Tee, Plain, PVC, 4" |  |  | 18 | pc/s | [24 empty] | 18
2780 | BUI-PIP_1338 |  | Tee, PVC, 1/2", Threaded |  |  | 0 | pc/s | [24 empty] | 0
2781 | CON-EIC_1148 |  | Tee, PVC, Electrical Conduit, 1/ 2 Inches |  |  | 0 | pc/s | [24 empty] | 0
2782 | BUI-PIP_1217 |  | Tee, Reducer, BI, 3" x 1" |  |  | 18 | pc/s | [24 empty] | 18
2783 | BUI-PIP_1218 |  | Tee, Reducer, BI, 3" x 2" |  |  | 17 | pc/s | [24 empty] | 17
2784 | BUI-PIP_1219 |  | Tee, Reducer, BI, 4" x 1" |  |  | 0 | pc/s | [24 empty] | 0
2785 | BUI-PIP_1220 |  | Tee, Reducer, BI, 4" x 2" |  |  | 1 | pc/s | [24 empty] | 1
2786 | BUI-PIP_1221 |  | Tee, Reducer, BI, 4" x 3" |  |  | 0 | pc/s | [24 empty] | 0
2787 | BUI-PIP_1222 |  | Tee, Reducer, BI, 5" x 2" |  |  | 4 | pc/s | [24 empty] | 4
2788 | BUI-PIP_1223 |  | Tee, Reducer, BI, 5" x 3" |  |  | 3 | pc/s | [24 empty] | 3
2789 | BUI-PIP_1224 |  | Tee, Reducer, BI, 8" x 6" |  |  | 0 | pc/s | [24 empty] | 0
2790 | BUI-PIP_1289 |  | Tee, Reducer, PVC, 4 Inches x 2 Inches |  |  | 7 | pc/s | [24 empty] | 7
2791 | TOO-HAN_1012 |  | Tek Screw Adapter, Magnetic, 8mm |  |  | 0 | pc/s | [24 empty] | 0
2792 | FFE-APP_1011 |  | Television |  |  | 0 | unit/s | [24 empty] | 0
2793 | CON-FUE_1014 |  | Tellus S2 M68, 20 L |  |  | 2 | pail/s | [24 empty] | 2
2794 | EIC-PAR_1297 |  | Temperature Sensor, Silicone Rubber Sensor RTD, Temp. Range 50 to 220 Deg., C (-58 to 428 Deg. F) Element: Platinum |  |  | -6 | pc/s | [24 empty] | -6
2795 | EIC-PAR_1495 |  | Terminal Clamp, Battery |  |  | 0 | pc/s | [24 empty] | 0
2796 | EIC-PAR_1409 |  | Terminal Eye, Non-Insulated, 22-10 |  |  | 0 | pc/s | [24 empty] | 0
2797 | EIC-PAR_1408 |  | Terminal Eye, Non-Insulation, 38-10 |  |  | 0 | pc/s | [24 empty] | 0
2798 | EIC-PAR_1415 |  | Terminal Lug, 1/0 AWG, Two Hole, Long Barrel, Stud Size 1/2" |  |  | 0 | pc/s | [24 empty] | 0
2799 | EIC-PAR_1500 |  | Terminal Lug, Copper, 100mm2, Long Barrel, 1 hole x 1/2", BBLU-4/0S |  |  | 0 | pc/s | [24 empty] | 0
2800 | EIC-PAR_1454 |  | Terminal Lug, Ferrule, 2.0mm, Cat# E2510 |  |  | 0 | pc/s | [24 empty] | 0
2801 | EIC-PAR_1448 |  | Terminal Lug, Flat, 2.0mm |  |  | 0 | pc/s | [24 empty] | 0
2802 | EIC-PAR_1159 |  | Terminal Lug, Fork, #10 AWG |  |  | 0 | pc/s | [24 empty] | 0
2803 | EIC-PAR_1160 |  | Terminal Lug, Fork, #12 AWG |  |  | 0 | pc/s | [24 empty] | 0
2804 | EIC-PAR_1161 |  | Terminal Lug, Fork, #14 AWG |  |  | 0 | pc/s | [24 empty] | 0
2805 | EIC-PAR_1162 |  | Terminal Lug, Fork, #16 AWG |  |  | 0 | pc/s | [24 empty] | 0
2806 | EIC-PAR_1163 |  | Terminal Lug, Fork, #18 AWG |  |  | 0 | pc/s | [24 empty] | 0
2807 | EIC-PAR_1164 |  | Terminal Lug, Fork, #20 AWG |  |  | 0 | pc/s | [24 empty] | 0
2808 | EIC-PAR_1165 |  | Terminal Lug, Fork, #8 AWG |  |  | 0 | pc/s | [24 empty] | 0
2809 | EIC-PAR_1327 |  | Terminal Lug, Fork, Insulated, Stud Size #16 (16-14)AWG |  |  | 0 | pc/s | [24 empty] | 0
2810 | EIC-PAR_1414 |  | Terminal Lug, Fork, Insulated, V3.5-5Y, Size: 14-12 |  |  | 0 | pc/s | [24 empty] | 0
2811 | EIC-PAR_1418 |  | Terminal Lug, Pin Type, #18-20 |  |  | 0 | pc/s | [24 empty] | 0
2812 | EIC-PAR_1457 |  | Terminal Lug, Pin Type, #22-18 |  |  | 0 | pc/s | [24 empty] | 0
2813 | EIC-PAR_1417 |  | Terminal Lug, Pin Type, AWG, 1.25 |  |  | 0 | pc/s | [24 empty] | 0
2814 | EIC-PAR_1402 |  | Terminal Lug, Pin, #12-10 AWG |  |  | 0 | pc/s | [24 empty] | 0
2815 | EIC-PAR_1166 |  | Terminal Lug, Pin, #14 AWG |  |  | 0 | pc/s | [24 empty] | 0
2816 | EIC-PAR_1167 |  | Terminal Lug, Pin, #18 AWG |  |  | 0 | pc/s | [24 empty] | 0
2817 | EIC-PAR_1168 |  | Terminal Lug, Pin, #20 AWG |  |  | 0 | pc/s | [24 empty] | 0
2818 | CON-EIC_1179 |  | Terminal Lug, Ring Type, 10 AWG |  |  | 0 | pc/s | [24 empty] | 0
2819 | CON-EIC_1180 |  | Terminal Lug, Ring Type, 12 AWG |  |  | 0 | pc/s | [24 empty] | 0
2820 | CON-EIC_1181 |  | Terminal Lug, Ring Type, 14 AWG |  |  | 0 | pc/s | [24 empty] | 0
2821 | CON-EIC_1182 |  | Terminal Lug, Ring Type, 16 AWG |  |  | 0 | pc/s | [24 empty] | 0
2822 | CON-EIC_1183 |  | Terminal Lug, Ring Type, 18 AWG |  |  | 0 | pc/s | [24 empty] | 0
2823 | CON-EIC_1161 |  | Terminal Lug, Ring Type, Size 16-14 |  |  | 0 | pc/s | [24 empty] | 0
2824 | EIC-PAR_1169 |  | Terminal Lug, Ring, Insulated, Stud Size #12 (14-12) |  |  | 0 | pc/s | [24 empty] | 0
2825 | EIC-PAR_1192 |  | Terminal Lug, Ring, Long Barrel, Stud Size 5/8", 1000MCM |  |  | 1 | pc/s | [24 empty] | 1
2826 | EIC-PAR_1438 |  | Terminal Lug, Ring, Short Barrel, 100mm?, 1 hole, 1/2"Stud, Cat.#BLY 28-L12 |  |  | 0 | pc/s | [24 empty] | 0
2827 | EIC-PAR_1170 |  | Terminal Lug, Ring, Stud Size #0 |  |  | 0 | pc/s | [24 empty] | 0
2828 | EIC-PAR_1171 |  | Terminal Lug, Ring, Stud Size #1 |  |  | 0 | pc/s | [24 empty] | 0
2829 | EIC-PAR_1179 |  | Terminal Lug, Ring, Stud Size #10 |  |  | 0 | pc/s | [24 empty] | 0
2830 | EIC-PAR_1180 |  | Terminal Lug, Ring, Stud Size #14 |  |  | 0 | pc/s | [24 empty] | 0
2831 | EIC-PAR_1172 |  | Terminal Lug, Ring, Stud Size #2 |  |  | 0 | pc/s | [24 empty] | 0
2832 | EIC-PAR_1173 |  | Terminal Lug, Ring, Stud Size #3 |  |  | 0 | pc/s | [24 empty] | 0
2833 | EIC-PAR_1174 |  | Terminal Lug, Ring, Stud Size #4 |  |  | 10 | pc/s | [24 empty] | 10
2834 | EIC-PAR_1175 |  | Terminal Lug, Ring, Stud Size #5 |  |  | 0 | pc/s | [24 empty] | 0
2835 | EIC-PAR_1176 |  | Terminal Lug, Ring, Stud Size #6 |  |  | 0 | pc/s | [24 empty] | 0
2836 | EIC-PAR_1177 |  | Terminal Lug, Ring, Stud Size #7 |  |  | 0 | pc/s | [24 empty] | 0
2837 | EIC-PAR_1178 |  | Terminal Lug, Ring, Stud Size #8 |  |  | 0 | pc/s | [24 empty] | 0
2838 | EIC-PAR_1486 |  | Terminal Lug, Ring, Stud Size (1.25-4) |  |  | 0 | pc/s | [24 empty] | 0
2839 | EIC-PAR_1189 |  | Terminal Lug, Ring, Stud Size 1" |  |  | 0 | pc/s | [24 empty] | 0
2840 | EIC-PAR_1191 |  | Terminal Lug, Ring, Stud Size 1-1/4" |  |  | 0 | pc/s | [24 empty] | 0
2841 | EIC-PAR_1190 |  | Terminal Lug, Ring, Stud Size 1-1/8" |  |  | 0 | pc/s | [24 empty] | 0
2842 | EIC-PAR_1185 |  | Terminal Lug, Ring, Stud Size 1/12" |  |  | 0 | pc/s | [24 empty] | 0
2843 | EIC-PAR_1181 |  | Terminal Lug, Ring, Stud Size 1/4" (14-6) |  |  | 0 | pc/s | [24 empty] | 0
2844 | EIC-PAR_1406 |  | Terminal Lug, Ring, Stud Size 14-12 AWG |  |  | 0 | pc/s | [24 empty] | 0
2845 | EIC-PAR_1187 |  | Terminal Lug, Ring, Stud Size 3/4" |  |  | 0 | pc/s | [24 empty] | 0
2846 | EIC-PAR_1182 |  | Terminal Lug, Ring, Stud Size 3/8" (12-10) |  |  | 0 | pc/s | [24 empty] | 0
2847 | EIC-PAR_1183 |  | Terminal Lug, Ring, Stud Size 3/8" (22-8) |  |  | 4 | pc/s | [24 empty] | 4
2848 | EIC-PAR_1186 |  | Terminal Lug, Ring, Stud Size 5/8" |  |  | 0 | pc/s | [24 empty] | 0
2849 | EIC-PAR_1184 |  | Terminal Lug, Ring, Stud Size 7/16" (8-10) |  |  | 0 | pc/s | [24 empty] | 0
2850 | EIC-PAR_1188 |  | Terminal Lug, Ring, Stud Size 7/8" |  |  | 0 | pc/s | [24 empty] | 0
2851 | EIC-PAR_1485 |  | Terminal Lug, Ring, Stud Size, (2-5) |  |  | 0 | pc/s | [24 empty] | 0
2852 | EIC-PAR_1455 |  | Terminal Lug, Wye 2.0mm |  |  | 0 | pc/s | [24 empty] | 0
2853 | EIC-PAR_1390 |  | Terminal Lug, Y-Type, Size (14-12) |  |  | 0 | pc/s | [24 empty] | 0
2854 | EIC-PAR_1193 |  | Termination Kit, Indoor, Silicone Rubber, 3MQT-II Cold Shrink, Cable Size 1000MCM, 15KV (3 kits/box) |  |  | 0 | box/s | [24 empty] | 0
2855 | EIC-PAR_1403 |  | Termination Kit, Indoor, Silicone Rubber, 3M, QT-II Cold Shrink, 3points/kit, Tubular |  |  | 0 | Kit/s | [24 empty] | 0
2856 | EIC-PAR_1479 |  | Terylene Tape 5 mil x 25 mm x 50 mtrs |  |  | 0 | roll/s | [24 empty] | 0
2857 | FFE-TES_1012 |  | Test Probe |  |  | 0 | pair/s | [24 empty] | 0
2858 | CON-MED_1044 |  | Test Strip, for Glucometer |  |  | 100 | pc/s | [24 empty] | 100
2859 | FFE-APP_1015 |  | Test: Camera |  |  | 4 | pc/s | [24 empty] | 4
2860 | FFE-OFF_1015 |  | Test: Maria |  |  | 61 | pc/s | [24 empty] | 61
2861 | FFE-TES_1010 |  | Tester, Injector Pop, Model: S-60H |  |  | 2 | unit/s | [24 empty] | 2
2862 | FFE-TES_1002 |  | Thermal Imager, Ti32 IR Fusion Technology |  |  | 1 | unit/s | [24 empty] | 1
2863 | EIC-PAR_1194 |  | Thermometer, Bi-Metal, Dial Type 3", 0-300?, 1/2 NPT, 6" Stem, 1/4" OD |  |  | 4 | pc/s | [24 empty] | 4
2864 | FFE-MED_1006 |  | Thermometer, Digital, Medical |  |  | 0 | pc/s | [24 empty] | 0
2865 | EIC-PAR_1195 |  | Thermometer, Mercury, Copper, Stem 100mm, 0-100degC |  |  | 7 | pc/s | [24 empty] | 7
2866 | EIC-PAR_1196 |  | Thermometer, Mercury, Copper, Stem 250mm, 0-100degC |  |  | 1 | pc/s | [24 empty] | 1
2867 | AUX-PAR_1162 |  | Thermometer, SJ 6000 |  |  | 1 | pc/s | [24 empty] | 1
2868 | EIC-PAR_1197 |  | Thermowheel, Copper, Stem 82mm x 20mm ID |  |  | 17 | pc/s | [24 empty] | 17
2869 | EIC-PAR_1198 |  | Thermowheel, Stainless Steel, Stem 130mm x 19mm ID |  |  | 1 | pc/s | [24 empty] | 1
2870 | EIC-PAR_1416 |  | THHN Copper Wire, 22mm?, Red |  |  | 0 | mtr/s | [24 empty] | 0
2871 | EIC-PAR_1499 |  | THHN Wire, 125mm² |  |  | 0 | mtr/s | [24 empty] | 0
2872 | EIC-PAR_1487 |  | THHN Wire, 14mm |  |  | 0 | mtr/s | [24 empty] | 0
2873 | EIC-PAR_1419 |  | THHN Wire, 3.5mm?, 12 Stranded |  |  | 0 | mtr/s | [24 empty] | 0
2874 | EIC-PAR_1395 |  | THHN Wire, 500mm?, Black |  |  | 0 | mtr/s | [24 empty] | 0
2875 | EIC-PAR_1199 |  | THHN/ THWN, 14mm?, AWG #6/7, 600 V, 90degC/75degC, Red |  |  | 0 | mtr/s | [24 empty] | 0
2876 | EIC-PAR_1200 |  | THHN/ THWN, 2.0mm?, 600V, 90degC, Black |  |  | 0 | mtr/s | [24 empty] | 0
2877 | EIC-PAR_1201 |  | THHN/ THWN, 5.5mm?, 600V, 90degC, Blue |  |  | 28 | mtr/s | [24 empty] | 28
2878 | EIC-PAR_1202 |  | THHN/ THWN, 8mm?, AWG #8/7, 600V, 90degC/75degC, Black |  |  | 150 | mtr/s | [24 empty] | 150
2879 | EIC-PAR_1203 |  | THHN/ THWN, 8mm?, AWG #8/7, 600V, 90degC/75degC. Blue |  |  | 0 | mtr/s | [24 empty] | 0
2880 | EIC-PAR_1311 |  | THHN/ THWN-2,Lead Free, 3.5mm? STR, 600 V, 30 Amperes, 90deg Wet or Dry, Red |  |  | 0 | mtr/s | [24 empty] | 0
2881 | BUI-MAT_1147 |  | Thimble Open Type Extra Heavy Duty (for 1/2" dia. 6x19 IWRC guy strand) |  |  | 0 | pc/s | [24 empty] | 0
2882 | CON-CON_1256 |  | Thinner / Reducer, Chlorinated, 42 |  |  | 0 | gal/s | [24 empty] | 0
2883 | CON-CON_1314 |  | Thinner, Acrylic |  |  | 0 | bot/s | [24 empty] | 0
2884 | CON-CON_1147 |  | Thinner, Acrylic, 4L/Gal |  |  | 8 | gal/s | [24 empty] | 8
2885 | CON-CON_1148 |  | Thinner, Lacquer |  |  | 11 | gal/s | [9 empty] | 2 | [5 empty] | 2 | [8 empty] | 9
2886 | CON-CON_1299 |  | Thinner, Lacquer, bot, 300ml |  |  | 0 | bot/s | [24 empty] | 0
2887 | CON-CON_1149 |  | Thinner, Paint |  |  | 0 | ltr/s | [24 empty] | 0
2888 | CON-CON_1247 |  | Thinner, Paint, 350cc |  |  | 0 | bot/s | [24 empty] | 0
2889 | CON-CON_1315 |  | Thinner, Paint, Gal |  |  | 0 | gal/s | [24 empty] | 0
2890 | CON-EIC_1230 |  | Thinner, Reducer, 1500 |  |  | 0 | gal/s | [24 empty] | 0
2891 | TOO-HAN_1073 |  | Thread Die, M27 x 1.5 Pitch |  |  | 0 | pc/s | [24 empty] | 0
2892 | TOO-HAN_1074 |  | Thread Die, M27 x 2.0 Pitch |  |  | 0 | pc/s | [24 empty] | 0
2893 | ENG-SUL_1160 |  | Thrust bearing ring halves (New), K 12061 A |  |  | 56 | pc/s | [24 empty] | 56
2894 | ENG-SUL_1161 |  | Thrust Bearing Ring Halves, K 12061 B |  |  | 8 | pc/s | [24 empty] | 8
2895 | ENG-SUL_1230 |  | Thrust Plate, For Roller K 55028, K 55030 |  |  | 28 | pc/s | [24 empty] | 28
2896 | ENG-SUL_1139 |  | Thrust Ring, For Operating Piston, K 34132 |  |  | 12 | pc/s | [24 empty] | 12
2897 | ENG-SUL_1232 |  | Thrust Washer, For Roller K 44104, K 44108 |  |  | 12 | pc/s | [24 empty] | 12
2898 | EIC-PAR_1330 |  | THW, 14mm?, 600 V, 75degC, Gray |  |  | 0 | mtr/s | [24 empty] | 0
2899 | EIC-PAR_1284 |  | Thyristor Module SCR, SKKH 106 / 12 E, Diode, ( 106 amp, 1200V, 5 Pin ) |  |  | 0 | [25 empty] | 0
2900 | CON-CON_1058 |  | Tie Wire, #14 |  |  | 0 | kg/s | [24 empty] | 0
2901 | CON-CON_1059 |  | Tie Wire, #16 |  |  | 37 | kg/s | [24 empty] | 37
2902 | CON-CON_1060 |  | Tie Wire, #18 |  |  | 0 | kg/s | [24 empty] | 0
2903 | CON-CON_1214 |  | Tie Wire, 3/16, Gauge 8, 4 mm |  |  | 0 | kg/s | [24 empty] | 0
2904 | CON-EIC_1093 |  | Tie, Cable, 2.5mm x 100mm |  |  | 0 | pc/s | [24 empty] | 0
2905 | CON-EIC_1098 |  | Tie, Cable, 2.5mm x 120mm |  |  | 0 | pc/s | [24 empty] | 0
2906 | CON-EIC_1066 |  | Tie, Cable, 3.6mm x 150mm |  |  | 0 | pc/s | [24 empty] | 0
2907 | CON-EIC_1067 |  | Tie, Cable, 3.6mm x 250mm |  |  | 0 | pc/s | [24 empty] | 0
2908 | CON-EIC_1068 |  | Tie, Cable, 3mm x 100mm |  |  | 0 | pc/s | [24 empty] | 0
2909 | CON-EIC_1069 |  | Tie, Cable, 3mm x 150mm |  |  | -150 | pc/s | [24 empty] | -150
2910 | CON-EIC_1070 |  | Tie, Cable, 3mm x 200mm |  |  | 0 | pc/s | [24 empty] | 0
2911 | CON-EIC_1233 |  | Tie, Cable, 4.8mm x 200mm |  |  | 0 | pc/s | [24 empty] | 0
2912 | CON-EIC_1232 |  | Tie, Cable, 4.8mm x 250mm |  |  | 0 | pc/s | [24 empty] | 0
2913 | CON-EIC_1071 |  | Tie, Cable, 4mm x 150mm |  |  | 0 | pc/s | [24 empty] | 0
2914 | CON-EIC_1072 |  | Tie, Cable, 4mm x 200mm |  |  | 0 | pc/s | [24 empty] | 0
2915 | CON-EIC_1073 |  | Tie, Cable, 4mm x 250mm |  |  | 0 | pc/s | [24 empty] | 0
2916 | CON-EIC_1074 |  | Tie, Cable, 5mm x 150mm |  |  | 0 | pc/s | [24 empty] | 0
2917 | CON-EIC_1075 |  | Tie, Cable, 5mm x 200mm |  |  | 0 | pc/s | [24 empty] | 0
2918 | CON-EIC_1076 |  | Tie, Cable, 5mm x 250mm |  |  | 0 | pc/s | [24 empty] | 0
2919 | CON-EIC_1126 |  | Tie, Cable, 5mm x 300mm |  |  | 0 | pc/s | [24 empty] | 0
2920 | CON-EIC_1077 |  | Tie, Cable, 5mm x 350mm |  |  | 0 | pc/s | [24 empty] | 0
2921 | CON-EIC_1164 |  | Tie, Cable, 8mm x 430mm |  |  | 0 | pc/s | [24 empty] | 0
2922 | CON-EIC_1078 |  | Tie, Cable, 8mm x 450mm |  |  | 0 | pc/s | [24 empty] | 0
2923 | CON-EIC_1133 |  | Tie, Cable, 9mm x 430mm |  |  | 0 | pc/s | [24 empty] | 0
2924 | CON-EIC_1234 |  | Tie, Cable, 9mm x 450mm |  |  | 0 | pc/s | [24 empty] | 0
2925 | CON-EIC_1079 |  | Tie, Mounting, 1" x 1" |  |  | 0 | pc/s | [24 empty] | 0
2926 | CON-EIC_1080 |  | Tie, Mounting, 1/2" x 1/2" |  |  | 0 | pc/s | [24 empty] | 0
2927 | CON-EIC_1081 |  | Tie, Mounting, 3/4" x 3/4" |  |  | 0 | pack/s | [24 empty] | 0
2928 | CON-CON_1061 |  | Tie, Nylon, #150 |  |  | 0 | pack/s | [24 empty] | 0
2929 | CON-CON_1240 |  | Tie, Nylon, #20 |  |  | 0 | pack/s | [22 empty] | 2 | 2 | 2
2930 | CON-EIC_1083 |  | Tie, Spiral, Metal, 1.5M |  |  | 32 | pc/s | [24 empty] | 32
2931 | CON-EIC_1082 |  | Tie, Spiral, Plastic, 1/2", Off-White |  |  | 0 | mtr/s | [24 empty] | 0
2932 | CON-EIC_1092 |  | Tie, Spiral, Plastic, 12 mm x 10 meters, Black |  |  | 10 | mtr/s | [24 empty] | 10
2933 | CON-EIC_1140 |  | Tie, Spiral, Plastic, CSH, Wraping, 1/2"(pack) |  |  | 0 | pack/s | [24 empty] | 0
2934 | CON-CON_1150 |  | Tig, Ceramic Cap, # 7 |  |  | 22 | pc/s | [24 empty] | 22
2935 | CON-CON_1151 |  | Tig, Ceramic Cap, #8 |  |  | 23 | pc/s | [24 empty] | 23
2936 | CON-CON_1152 |  | Tig, Collet Body, 2.4mm |  |  | 10 | pc/s | [24 empty] | 10
2937 | CON-CON_1153 |  | Tig, Collet Body, 3.2mm |  |  | 4 | pc/s | [24 empty] | 4
2938 | CON-CON_1154 |  | Tig, Collet Tube, 2.4mm |  |  | 12 | pc/s | [24 empty] | 12
2939 | CON-CON_1155 |  | Tig, Collet Tube, 3.2mm |  |  | 10 | pc/s | [24 empty] | 10
2940 | CON-CON_1156 |  | Tig, Long Back Cap |  |  | 17 | pc/s | [24 empty] | 17
2941 | CON-CON_1157 |  | Tig, Short Back Cap |  |  | 7 | pc/s | [24 empty] | 7
2942 | CON-CON_1210 |  | Tile, Floor, Biege, 8" x 8" |  |  | 0 | pc/s | [24 empty] | 0
2943 | CON-CON_1309 |  | Tile, Floor, Biege, 16" x 16" |  |  | 12 | pc/s | [24 empty] | 12
2944 | CON-CON_1308 |  | Tile, Floor, Ivory, 10" x 24" |  |  | 38 | pc/s | [24 empty] | 38
2945 | CON-CON_1310 |  | Tile, Floor, Ivory, 16" x 16" |  |  | 20 | pc/s | [24 empty] | 20
2946 | CON-CON_1311 |  | Tile, Floor, Ivory, 8" x 8" |  |  | 10 | pc/s | [24 empty] | 10
2947 | CON-CON_1335 |  | Tiles, 20 x 30 cm, Romano Classic, Code: LP2109 |  |  | 0 | pc/s | [24 empty] | 0
2948 | CON-CON_1336 |  | Tiles, Trim, Color Brown |  |  | 0 | lgth/s | [24 empty] | 0
2949 | ENG-SUL_1281 |  | Timing Gear |  |  | 2 | pc/s | [24 empty] | 2
2950 | CON-CON_1341 |  | Tingting Color, Hansa Yellow in Oil, 1/4 Ltr |  |  | 0 | can/s | [24 empty] | 0
2951 | CON-CON_1342 |  | Tingting Color, Lamp Black in Oil, 1/4 Ltr |  |  | 0 | can/s | [24 empty] | 0
2952 | CON-CON_1302 |  | Tingting Color, Lamp Black in Oil, 80ml |  |  | 0 | can/s | [24 empty] | 0
2953 | CON-CON_1343 |  | Tingting Color, Venetian Red in Oil, 1/4 Ltr |  |  | 0 | can/s | [24 empty] | 0
2954 | CON-CON_1303 |  | Tingting Color, Venetian Red in Oil, 80ml |  |  | 0 | can/s | [24 empty] | 0
2955 | AUT-HEA_1004 |  | Tire, 700 x 16, 12ply |  |  | 0 | pc/s | [24 empty] | 0
2956 | AUT-TRA_1006 |  | Tires, (205 / 70 / R15), Toyota Inova |  |  | 0 | pc/s | [24 empty] | 0
2957 | AUT-TRA_1007 |  | Tires, (235 / 70 / R15), Crosswind Gold FFN706 |  |  | 0 | pc/s | [24 empty] | 0
2958 | CON-HOU_1046 |  | Tissue |  |  | 0 | roll/s | [24 empty] | 0
2959 | CON-CON_1158 |  | Tox, Plastic, # 10 |  |  | 0 | pc/s | [24 empty] | 0
2960 | CON-CON_1159 |  | Tox, Plastic, # 4 |  |  | 0 | pc/s | [24 empty] | 0
2961 | CON-CON_1160 |  | Tox, Plastic, # 5 |  |  | 0 | pc/s | [24 empty] | 0
2962 | CON-CON_1161 |  | Tox, Plastic, # 6 |  |  | 0 | pc/s | [24 empty] | 0
2963 | CON-CON_1162 |  | Tox, Plastic, # 7 |  |  | 0 | pc/s | [24 empty] | 0
2964 | CON-CON_1163 |  | Tox, Plastic, # 8 |  |  | 0 | pc/s | [24 empty] | 0
2965 | FFE-TRA_1005 |  | Toyota, Wagon, Innova, Diesel, 2011 |  |  | 0 | unit/s | [24 empty] | 0
2966 | CON-CHE_1062 |  | TRAC 109, (Nitrite) |  |  | 575 | kg/s | [13 empty] | 10 |  | 10 | [8 empty] | 565
2967 | EIC-PAR_1346 |  | Transformer, AC, Hermetically Sealed Type-Corrugated Fin Wall 750Kva, 3P60Hz, 6600V/230V, Dyn11, ONAN, Meniral Oil, Cable Box, Copper Winding |  |  | 1 | unit/s | [24 empty] | 1
2968 | EIC-PAR_1286 |  | Transformer, Indoor, Current, Model:LMZK1, Split Type, 60m, 60Hz, 0.72kV, 150/5A, 2.5VA |  |  | 0 | pc/s | [24 empty] | 0
2969 | EIC-PAR_1204 |  | Transformer, Instrument, Current, 800/5A, 5VA, 720V |  |  | 0 | pc/s | [24 empty] | 0
2970 | EIC-PAR_1325 |  | Transformer, Window Type, Current, Ratio: 600:5, ACC, Class: 2.5, Burden: 90VA, Rating Factor: 1.5 |  |  | 0 | unit/s | [24 empty] | 0
2971 | EIC-PAR_1326 |  | Transformer, Window Type, Current, Ratio: 800:5, ACC, Class: 2.5, Burden: 90VA, Rating Factor: 1.5 |  |  | 0 | unit/s | [24 empty] | 0
2972 | ENG-SUL_1003 |  | Transition Piece Copper Packing, Fabricated |  |  | 5 | pc/s | [24 empty] | 5
2973 | FFE-OFF_1013 |  | Tray, Filling, 3 Layers, Black |  |  | 0 | pc/s | [24 empty] | 0
2974 | CON-CON_1164 |  | Tray, Paint |  |  | 0 | pc/s | [24 empty] | 0
2975 | AUX-PAR_1299 |  | Triac, Alfa Laval Heatpac, 380VAC, Part No: 3183034211 |  |  | 0 | unit/s | [24 empty] | 0
2976 | CON-CHE_1063 |  | TRIACT 1800, (Condensate Treatment) |  |  | 135 | kg/s | [24 empty] | 135
2977 | CON-CON_1327 |  | Trip Lever w/ Handle |  |  | 0 | set/s | [24 empty] | 0
2978 | CON-CON_1062 |  | Trowel, Bricklaying, Flat/Rectangular, (Paleta) |  |  | 0 | pc/s | [24 empty] | 0
2979 | CON-CON_1063 |  | Trowel, Bricklaying, Pointed, (Paleta) |  |  | 0 | pc/s | [24 empty] | 0
2980 | CON-CON_1064 |  | Trowel, Plastering, (Rundela) |  |  | 0 | pc/s | [24 empty] | 0
2981 | EIC-PAR_1214 |  | Tube Adapter, Female, Stainless Steel 316, 1/2 in. Tube OD x 5/8" (15mm) NPT |  |  | 19 | [25 empty] | 19
2982 | EIC-PAR_1043 |  | Tube Fitting, Female Connector, Stainless Steel 316, 3/8 in. Tube OD x 5/8 in Female NPT, without lock |  |  | 8 | pc/s | [24 empty] | 8
2983 | EIC-PAR_1044 |  | Tube Fitting, Female Connector, Stainless Steel 316, 3/8 in. Tube OD x 5/8 in. Female NPT, with lock |  |  | 7 | pc/s | [24 empty] | 7
2984 | EIC-PAR_1042 |  | Tube Fitting, Female Connector, Stainless Steel 316, 3/8 in. Tube OD x 5/8 in. Female NPT, without lock |  |  | 13 | pc/s | [24 empty] | 13
2985 | EIC-PAR_1157 |  | Tube Fitting, Union Tee, Stainless Steel 316, 3/8 in. Tube OD |  |  | 12 | pc/s | [24 empty] | 12
2986 | EIC-PAR_1158 |  | Tube Fitting, Union Tee, Stainless Steel 316, 5/8 in. Tube ID |  |  | 11 | pc/s | [24 empty] | 11
2987 | AUT-HEA_1006 |  | Tube, Copper Steel, With Fittings |  |  | 0 | set/s | [24 empty] | 0
2988 | EIC-PAR_1205 |  | Tube, Copper, 1/2" |  |  | 0 | feet | [24 empty] | 0
2989 | EIC-PAR_1206 |  | Tube, Copper, 6mm |  |  | 0 | feet | [24 empty] | 0
2990 | EIC-PAR_1501 |  | Tube, copper, Soft Drawn 3/4" - 0.028 (19mm) x 15mtr per roll |  |  | 0 | roll/s | [24 empty] | 0
2991 | EIC-PAR_1207 |  | Tube, Electrical, Metallic, 1/2"? |  |  | 0 | lgth/s | [24 empty] | 0
2992 | AUX-PAR_1096 |  | Tube, Finned, Copper |  |  | 9 | pc/s | [24 empty] | 9
2993 | EIC-PAR_1208 |  | Tube, Stainless, 6mm |  |  | 0 | feet | [24 empty] | 0
2994 | CON-EIC_1212 |  | Tubing, Silicon, Length 1 mtr For High Temperature, Range: 10mm |  |  | 0 | mtr/s | [24 empty] | 0
2995 | CON-EIC_1211 |  | Tubing, Silicon, Length 1 mtr For High Temperature, Range: 8mm |  |  | 0 | mtr/s | [24 empty] | 0
2996 | ENG-SUL_1094 |  | Tubular Seal 15mm x 1.44m |  |  | 48 | pc/s | [24 empty] | 48
2997 | ENG-SUL_1095 |  | Tubular Seal 15mm x 1.54m |  |  | 6 | pc/s | [24 empty] | 6
2998 | ENG-SUL_1096 |  | Tubular Seal 15mm x 1.82m |  |  | 2 | pc/s | [24 empty] | 2
2999 | ENG-SUL_1097 |  | Tubular Seal 15mm x 1.86m |  |  | 120 | pc/s | [24 empty] | 120
3000 | ENG-SUL_1098 |  | Tubular Seal 15mm x 1.92m |  |  | 24 | pc/s | [24 empty] | 24
3001 | ENG-SUL_1100 |  | Tubular Seal 15mm x 2.14m |  |  | 286 | pc/s | [24 empty] | 286
3002 | ENG-SUL_1101 |  | Tubular Seal 15mm x 2.16m |  |  | 36 | pc/s | [24 empty] | 36
3003 | ENG-SUL_1099 |  | Tubular Seal 15mm x 2m |  |  | 60 | pc/s | [24 empty] | 60
3004 | ENG-SUL_1300 |  | Turbine Blade |  |  | 106 | pc/s | [24 empty] | 106
3005 | BUI-MAT_1130 |  | Turnbuckle, Jaw and Eye, Forged Steel, 3/4" x 12" |  |  | 0 | pc/s | [24 empty] | 0
3006 | FFE-MED_1003 |  | Tweezers |  |  | 0 | pc/s | [24 empty] | 0
3007 | COM-POW_1008 |  | Twist Drill, 3/4" Weldon Shank 18mm x 30mm |  |  | 0 | pc/s | [24 empty] | 0
3008 | CON-CHE_1085 |  | Tygon Tubing, Rubber, 1/4 x 3/32 x 50ft, amber, Primeline 034RA (per roll) |  |  | 2 | pc/s | [24 empty] | 2
3009 | BUI-MAT_1198 |  | U-Channel, 1800, Model: YZ-U18 |  |  | 0 | pc/s | [24 empty] | 0
3010 | BUI-PIP_1225 |  | U-Trap, PVC, 2" |  |  | 0 | pc/s | [24 empty] | 0
3011 | BUI-PIP_1226 |  | U-Trap, PVC, 4" |  |  | 0 | pc/s | [24 empty] | 0
3012 | FFE-SSE_1054 |  | Ultra HD Smart TV, 65", With Free Wall Mount Bracket & Atenna |  |  | 0 | unit/s | [24 empty] | 0
3013 | CON-CHE_1064 |  | Uniliq Multicleaner, water based |  |  | 223 | ltr/s | [24 empty] | 223
3014 | EIC-PAR_1350 |  | Universal Coax Grounding Kit |  |  | 0 | set/s | [24 empty] | 0
3015 | ENG-SUL_1066 |  | Upper Ball Socket, K 34104 |  |  | 26 | pc/s | [24 empty] | 26
3016 | AUX-PAR_1126 |  | Upper Bearing Sleeve, SJ 6000 |  |  | 1 | pc/s | [24 empty] | 1
3017 | ENG-SUL_1103 |  | Upper Half of Housing for Bearing Housing, K 12022 |  |  | 90 | pc/s | [24 empty] | 90
3018 | ENG-SUL_1067 |  | Upper Part of Piston for Operating Piston (Piston Crown), K 34101 |  |  | 6 | pc/s | [24 empty] | 6
3019 | ENG-SUL_1143 |  | Upper Spring Plate, For Exhaust Valve, K 27528 |  |  | 72 | pc/s | [24 empty] | 72
3020 | ENG-SUL_1227 |  | Upper Spring Plate, For Fuel Injection Pump, K 55010 |  |  | 14 | pc/s | [24 empty] | 14
3021 | ENG-SUL_1142 |  | Upper Spring Plate, For Inlet and Exhaust Valve, K 27501 |  |  | 136 | pc/s | [24 empty] | 136
3022 | FFE-OFF_1036 |  | UPS, BX1400U-MS APC Back, 1400VA, 230V, AVR, Universal & IEC Sockets |  |  | 0 | unit/s | [7 empty] | 1 |  |  | 1 |  |  |  |  | 1 | [8 empty] | 0 | bar: MATERIAL RECIEVED 01/03
3023 | FFE-OFF_1028 |  | UPS, iLogic , Secure, IPC |  |  | 0 | pc/s | [24 empty] | 0
3024 | FFE-OFF_1019 |  | UPS, Input:220Vac, 50/60Hz, 4.5A Max, Output:220Vac,50/60Hz, 2.6A |  |  | 0 | unit/s | [24 empty] | 0
3025 | FFE-COM_1017 |  | USB Data Cable, White |  |  | 0 | pc/s | [24 empty] | 0
3026 | AUX-PAR_1097 |  | V-Belt |  |  | 0 | pc/s | [24 empty] | 0
3027 | AUX-PAR_1098 |  | V-Belt, B-68 |  |  | 3 | pc/s | [24 empty] | 3
3028 | AUX-PAR_1099 |  | V-Belt, C-98 |  |  | 4 | pc/s | [24 empty] | 4
3029 | FFE-STA_1005 |  | Vacuum Cleaner, Wet and Dry, Frequency: 60Hz, Power: 1200W, |  |  | 0 | unit/s | [24 empty] | 0
3030 | FFE-APP_1014 |  | Vacuum Cleaner, Wet and Dry, Rated Power Input 1,100w, 6 kgs, 10L Container Volume, 360mm Length, 440mm Height, 33L/sec Max Flow |  |  | 0 | unit/s | [24 empty] | 0
3031 | TOO-POW_1009 |  | Vacuum, 30Ltrs, Wet & Dry, 1200W, 59 dB(A), 230V/1/50-60V/7.5mtr cable |  |  | 0 | unit/s | [24 empty] | 0
3032 | AUX-PAR_1102 |  | Valve Assembly |  |  | 3 | pc/s | [24 empty] | 3
3033 | ENG-SUL_1034 |  | Valve Body For Relief Valve, Sulzer, K 27703 |  |  | 24 | pc/s | [24 empty] | 24
3034 | ENG-SUL_1035 |  | Valve Cam for Camshaft, K 42160 |  |  | 12 | pc/s | [24 empty] | 12
3035 | ENG-SUL_1288 |  | Valve Cover w/ Rocker Arm |  |  | 2 | pc/s | [24 empty] | 2
3036 | ENG-SUL_1026 |  | Valve Guide, K 27112 |  |  | 96 | pc/s | [24 empty] | 96
3037 | ENG-SUL_1159 |  | Valve Seat for Inlet & Exhaust, K 27108 |  |  | 212 | pc/s | [24 empty] | 212
3038 | ENG-SUL_1155 |  | Valve Seat for Valve Spindle K 43511, K 43505 |  |  | 12 | pc/s | [24 empty] | 12
3039 | ENG-SUL_1029 |  | Valve Seat, For Relief Valve, K 27702 |  |  | 24 | pc/s | [24 empty] | 24
3040 | ENG-SUL_1074 |  | Valve Spindle for Inlet Valve, PN 3446270492, K 27511 |  |  | 26 | pc/s | [24 empty] | 26
3041 | ENG-SUL_1218 |  | Valve Spindle, For Starting-Air Stop Valve, K 43511 |  |  | 14 | pc/s | [24 empty] | 14
3042 | ENG-SUL_1059 |  | Valve Sprindle for Exhaust Valve, PN 3446270562, K 27521 |  |  | 68 | pc/s | [24 empty] | 68
3043 | ENG-SUL_1053 |  | Valve Turning Device for the Exhaust Valve, PN 3446270400, K 27527 |  |  | 94 | pc/s | [24 empty] | 94
3044 | AUX-PAR_1100 |  | Valve, 20GA, Complete 3/3 |  |  | 3 | pc/s | [24 empty] | 3
3045 | AUX-PAR_1101 |  | Valve, Angle, 1-1/2" Diameter |  |  | 0 | pc/s | [24 empty] | 0
3046 | CON-CON_1225 |  | Valve, Angle, 1/2" x 1/2" |  |  | 0 | pc/s | [24 empty] | 0
3047 | CON-CON_1318 |  | Valve, Angle, SS, 1/2" x 1/2" |  |  | 0 | pc/s | [24 empty] | 0
3048 | BUI-PIP_1233 |  | Valve, Ball, 1-1/2" |  |  | 1 | pc/s | [24 empty] | 1
3049 | BUI-PIP_1234 |  | Valve, Ball, 1/2" |  |  | 0 | pc/s | [24 empty] | 0
3050 | BUI-PIP_1235 |  | Valve, Ball, 1/2", PVC Type |  |  | 5 | pc/s | [24 empty] | 5
3051 | BUI-PIP_1355 |  | Valve, Ball, BRASS, Threaded, 1" Dia. |  |  | 7 | pc/s | [24 empty] | 7
3052 | BUI-PIP_1364 |  | Valve, Ball, BRASS, Threaded, 2" Dia. |  |  | 0 | pc/s | [7 empty] | 1 | [16 empty] | 1 | bar: MATERIAL RECIEVED 01/07
3053 | BUI-PIP_1337 |  | Valve, Ball, SS, 3/4" |  |  | 0 | pc/s | [24 empty] | 0
3054 | BUI-PIP_1282 |  | Valve, Ball, SS, WOG 600, 1/2" |  |  | 0 | pc/s | [24 empty] | 0
3055 | BUI-PIP_1281 |  | Valve, Ball, SS, WOG 600, 3/4" |  |  | 0 | pc/s | [24 empty] | 0
3056 | BUI-PIP_1318 |  | Valve, Ball, SS, WOG 600, SS316, 1" |  |  | 0 | pc/s | [24 empty] | 0
3057 | BUI-PIP_1317 |  | Valve, Ball, SS, WOG 600, SS316, 1/2" |  |  | 0 | pc/s | [24 empty] | 0
3058 | BUI-MAT_1244 |  | Valve, Ball, Threaded, PVC, 1" |  |  | 0 | pc/s | MATERIAL RECIEVED 01/07: 2 | 2 | [16 empty] | 2
3059 | BUI-PIP_1236 |  | Valve, Blowdown, 1" |  |  | 1 | pc/s | [24 empty] | 1
3060 | CON-CON_1220 |  | Valve, Brass, Shower, 1/2" |  |  | 2 | pc/s | [24 empty] | 2
3061 | BUI-PIP_1237 |  | Valve, Butterfly, 6" |  |  | 0 | pc/s | [24 empty] | 0
3062 | BUI-PIP_1238 |  | Valve, Butterfly, 8" |  |  | 0 | pc/s | [24 empty] | 0
3063 | BUI-PIP_1239 |  | Valve, Butterfly, Flange Type, Cast Iron 150PSI, 2" |  |  | 0 | pc/s | [24 empty] | 0
3064 | BUI-PIP_1242 |  | Valve, Check, 1" |  |  | 3 | pc/s | [24 empty] | 3
3065 | BUI-PIP_1240 |  | Valve, Check, 1-1/4" |  |  | 3 | pc/s | [24 empty] | 3
3066 | BUI-PIP_1241 |  | Valve, Check, 1-3/4" |  |  | 0 | pc/s | [24 empty] | 0
3067 | BUI-PIP_1243 |  | Valve, Check, 1/2" |  |  | 10 | pc/s | [24 empty] | 10
3068 | BUI-PIP_1245 |  | Valve, Check, 2" |  |  | 4 | pc/s | [24 empty] | 4
3069 | BUI-PIP_1244 |  | Valve, Check, 2-1/2" |  |  | 0 | pc/s | [24 empty] | 0
3070 | BUI-PIP_1246 |  | Valve, Check, 3" |  |  | 1 | pc/s | [24 empty] | 1
3071 | BUI-PIP_1247 |  | Valve, Check, 3/4" |  |  | 0 | pc/s | [24 empty] | 0
3072 | BUI-PIP_1248 |  | Valve, Check, 4" |  |  | 1 | pc/s | [24 empty] | 1
3073 | BUI-PIP_1249 |  | Valve, Check, 5" |  |  | 1 | pc/s | [24 empty] | 1
3074 | BUI-PIP_1342 |  | Valve, Check, 8", 150lbs, Flange Type, Dayo |  |  | 4 | pc/s | [24 empty] | 4
3075 | BUI-PIP_1250 |  | Valve, Check, Brass, 1-1/2" |  |  | 1 | pc/s | [24 empty] | 1
3076 | BUI-PIP_1368 |  | Valve, Check, Flange Type, Cast Iron, 8", 150lbs |  |  | 0 | pc/s | [24 empty] | 0
3077 | BUI-PIP_1251 |  | Valve, Check, Swing, SS Single Disc, Ductile Iron, 4" |  |  | 1 | pc/s | [24 empty] | 1
3078 | BUI-PIP_1253 |  | Valve, Gate, 1" |  |  | 5 | pc/s | [24 empty] | 5
3079 | BUI-PIP_1252 |  | Valve, Gate, 1-1/2" |  |  | 0 | pc/s | [24 empty] | 0
3080 | AUX-PAR_1268 |  | Valve, Gate, 1-1/4", SS, Threaded |  |  | 0 | pc/s | [24 empty] | 0
3081 | BUI-PIP_1254 |  | Valve, Gate, 1/2" |  |  | 3 | pc/s | [24 empty] | 3
3082 | BUI-PIP_1255 |  | Valve, Gate, 1/2" |  |  | 9 | pc/s | [24 empty] | 9
3083 | BUI-PIP_1256 |  | Valve, Gate, 1/4" |  |  | 0 | pc/s | [24 empty] | 0
3084 | BUI-PIP_1350 |  | Valve, Gate, 2" |  |  | 5 | pc/s | [24 empty] | 5
3085 | BUI-PIP_1358 |  | Valve, Gate, 2", Flange Type |  |  | 4 | pc/s | [24 empty] | 4
3086 | BUI-PIP_1257 |  | Valve, Gate, 2", SS, DN40, PN25, CW617N |  |  | 3 | pc/s | [24 empty] | 3
3087 | BUI-PIP_1258 |  | Valve, Gate, 3" |  |  | 0 | pc/s | [24 empty] | 0
3088 | BUI-PIP_1259 |  | Valve, Gate, 3/8" |  |  | 0 | pc/s | [24 empty] | 0
3089 | BUI-PIP_1260 |  | Valve, Gate, 5" |  |  | 4 | pc/s | [24 empty] | 4
3090 | BUI-PIP_1261 |  | Valve, Globe, 1/2" |  |  | 3 | pc/s | [24 empty] | 3
3091 | BUI-PIP_1262 |  | Valve, Globe, 4 holes, 2" |  |  | 12 | pc/s | [24 empty] | 12
3092 | BUI-PIP_1263 |  | Valve, Globe, 6" |  |  | 1 | pc/s | [24 empty] | 1
3093 | BUI-PIP_1264 |  | Valve, Globe, 8 holes, 2" |  |  | 5 | pc/s | [24 empty] | 5
3094 | BUI-PIP_1265 |  | Valve, Pilot, Complete |  |  | 1 | pc/s | [24 empty] | 1
3095 | BUI-PIP_1267 |  | Valve, Plug, 1" |  |  | 0 | pc/s | [24 empty] | 0
3096 | BUI-PIP_1266 |  | Valve, Plug, 1-1/4" |  |  | 0 | pc/s | [24 empty] | 0
3097 | BUI-PIP_1268 |  | Valve, Plug, 1/2" |  |  | 0 | pc/s | [24 empty] | 0
3098 | BUI-PIP_1269 |  | Valve, Push, Urinal Flush, 1/2" |  |  | 0 | pc/s | [24 empty] | 0
3099 | BUI-MAT_1245 |  | Valve, PVC, Plain, 1" |  |  | 0 | pc/s | [7 empty] | 1 | [16 empty] | 1 | bar: MATERIAL RECIEVED 01/07
3100 | BUI-PIP_1227 |  | Valve, Quick, 2" |  |  | 1 | pc/s | [24 empty] | 1
3101 | BUI-PIP_1228 |  | Valve, Regulating, Temperature, 3/4" |  |  | 1 | pc/s | [24 empty] | 1
3102 | BUI-PIP_1229 |  | Valve, Relief, 1-3/4" |  |  | 0 | pc/s | [24 empty] | 0
3103 | BUI-PIP_1230 |  | Valve, Relief, Blind Adapter, Fabricated |  |  | 0 | pc/s | [24 empty] | 0
3104 | AUX-PAR_1103 |  | Valve, Safety, 1400PSI |  |  | 2 | pc/s | [24 empty] | 2
3105 | AUX-PAR_1104 |  | Valve, Safety, 150Psig, 2" |  |  | 1 | pc/s | [24 empty] | 1
3106 | AUX-PAR_1105 |  | Valve, Safety, 260PSI |  |  | 2 | pc/s | [24 empty] | 2
3107 | AUX-PAR_1106 |  | Valve, Safety, 32bar |  |  | 0 | pc/s | [24 empty] | 0
3108 | AUX-PAR_1107 |  | Valve, Safety, 60PSIG |  |  | 2 | pc/s | [24 empty] | 2
3109 | BUI-PIP_1231 |  | Valve, Shut-off |  |  | 9 | pc/s | [24 empty] | 9
3110 | BUI-PIP_1232 |  | Valve, Swing, 4" |  |  | 1 | pc/s | [24 empty] | 1
3111 | EIC-PAR_1209 |  | Variable Resistor |  |  | 0 | pc/s | [24 empty] | 0
3112 | _6385 |  | Various Wines : 1- Lipote, 1-Lolo Art Marnier, 2-Buko & Apple Wine |  |  | 0 | bot/s | [24 empty] | 0
3113 | CON-CON_1165 |  | Varnish Remover |  |  | 0 | gal/s | [24 empty] | 0
3114 | CON-EIC_1084 |  | Varnish, Electrical Insulating, Red |  |  | 2 | can/s | [24 empty] | 2
3115 | CON-EIC_1147 |  | Varnish, Glyptical, Red |  |  | 0 | gal/s | [24 empty] | 0
3116 | CON-EIC_1235 |  | Varnish, Insulating, Clear, 1201 |  |  | 0 | gal/s | [24 empty] | 0
3117 | CON-EIC_1231 |  | Varnish, Insulating, Red, 9700 |  |  | 0 | gal/s | [24 empty] | 0
3118 | BUI-MAT_1236 |  | Ventilator, Exhauster Fan |  |  | 3 | unit/s | [24 empty] | 3
3119 | FFE-OFF_1007 |  | Vertical Blinds |  |  | 0 | unit/s | [24 empty] | 0
3120 | CON-MED_1045 |  | Vicks Vaporub, 25ml |  |  | 0 | bot/s | [24 empty] | 0
3121 | TOO-HAN_1064 |  | Vise Grip, Duck Type |  |  | 0 | pc/s | [24 empty] | 0
3122 | TOO-HAN_1080 |  | Vise Grip, Locking Pliers, Long Nose, 9" |  |  | 0 | pc/s | [24 empty] | 0
3123 | CON-MED_1046 |  | Visine Eye Drops |  |  | 0 | bot/s | [24 empty] | 0
3124 | ENG-SUL_1223 |  | Visual Flow Control, Eight-Positioned, Complete, K 84463 |  |  | 6 | pc/s | [24 empty] | 6
3125 | CON-MED_1059 |  | Vitamin E, 400 I.U., Kirkland, 500 Softgel/bot |  |  | 0 | bot/s | [24 empty] | 0
3126 | CON-MED_1056 |  | Vitamin, 400 Softgel, Nature Made, B12 |  |  | 0 | bot/s | [24 empty] | 0
3127 | BUI-MAT_1202 |  | Volcanic, Soil |  |  | 0 | cu.m | [24 empty] | 0
3128 | FFE-TES_1003 |  | Voltmeter, DC 300V |  |  | 0 | pc/s | [24 empty] | 0
3129 | BUI-MAT_1218 |  | Wall Flashing, 0.600mm x 0.915m x 2.44m |  |  | 4 | pc/s | [24 empty] | 4
3130 | BUI-MAT_1071 |  | Wall Flashing, Manha Red, 0.5mm x 0.457m x 2.44m |  |  | 0 | lgth/s | [24 empty] | 0
3131 | ENG-SUL_1295 |  | Wall Insert / Blower Casing Insert, VTR - 401 PN 77 |  |  | 4 | pc/s | [24 empty] | 4
3132 | BUI-MAT_1072 |  | Washer, 1mm x 7mm x 11mm |  |  | 26 | pc/s | [24 empty] | 26
3133 | BUI-MAT_1073 |  | Washer, 1mm x 7mm x 19mm |  |  | 196 | pc/s | [24 empty] | 196
3134 | AUX-PAR_1108 |  | Washer, 3013013, No. 22, SJ 6000 |  |  | 2 | pc/s | [24 empty] | 2
3135 | AUX-PAR_1109 |  | Washer, 3013013, No. 37, SJ 6000 |  |  | 1 | pc/s | [24 empty] | 1
3136 | AUX-PAR_1110 |  | Washer, 3015003, No.24, SJ 6000 |  |  | 3 | pc/s | [24 empty] | 3
3137 | AUX-PAR_1111 |  | Washer, 6013014, SJ 6000 |  |  | 1 | pc/s | [24 empty] | 1
3138 | AUX-PAR_1112 |  | Washer, 6016002, SJ 6000 |  |  | 6 | pc/s | [24 empty] | 6
3139 | AUX-PAR_1113 |  | Washer, 6026006, SJ 6000 |  |  | 1 | pc/s | [24 empty] | 1
3140 | BUI-MAT_1074 |  | Washer, Aluminum, 2mm x 22mm x 30mm |  |  | 30 | pc/s | [24 empty] | 30
3141 | ENG-COM_1020 |  | Washer, Asbestos, 2mm x 22mm x 30mm |  |  | 62 | pc/s | [24 empty] | 62
3142 | ENG-COM_1021 |  | Washer, Copper, 1mm x 12mm x 20mm |  |  | 9 | pc/s | [24 empty] | 9
3143 | ENG-COM_1049 |  | Washer, Copper, 1mm x 14mm x 20mm |  |  | 67 | pc/s | [24 empty] | 67
3144 | ENG-COM_1022 |  | Washer, Copper, 1mm x 15mm x 18mm |  |  | 0 | pc/s | [24 empty] | 0
3145 | ENG-COM_1023 |  | Washer, Copper, 1mm x 16mm x 24mm |  |  | 9 | pc/s | [24 empty] | 9
3146 | ENG-COM_1024 |  | Washer, Copper, 1mm x 18mm x 24mm |  |  | 58 | pc/s | [24 empty] | 58
3147 | ENG-COM_1050 |  | Washer, Copper, 1mm x 18mm x 25mm |  |  | 28 | pc/s | [24 empty] | 28
3148 | ENG-COM_1025 |  | Washer, Copper, 1mm x 18mm x 26mm |  |  | 80 | pc/s | [24 empty] | 80
3149 | ENG-COM_1026 |  | Washer, Copper, 1mm x 22mm x 27mm |  |  | 42 | pc/s | [24 empty] | 42
3150 | ENG-COM_1027 |  | Washer, Copper, 1mm x 24mm x 30mm |  |  | 29 | pc/s | [24 empty] | 29
3151 | ENG-COM_1036 |  | Washer, Copper, 1mm x 32mm x 40mm |  |  | 0 | pc/s | [24 empty] | 0
3152 | ENG-COM_1041 |  | Washer, Copper, 1mm x 36mm x 45mm |  |  | 6 | pc/s | [24 empty] | 6
3153 | ENG-PIE_1012 |  | Washer, Copper, 1mm x 8mm x 4mm |  |  | 18 | pc/s | [24 empty] | 18
3154 | ENG-COM_1028 |  | Washer, Copper, 2mm x 27mm x 36mm |  |  | 39 | pc/s | [24 empty] | 39
3155 | ENG-COM_1051 |  | Washer, Copper, 2mm x 27mm x 38mm |  |  | 40 | pc/s | [24 empty] | 40
3156 | ENG-COM_1029 |  | Washer, Copper, 2mm x 28mm x 35mm |  |  | 98 | pc/s | [24 empty] | 98
3157 | ENG-COM_1030 |  | Washer, Copper, 2mm x 28mm x 36mm |  |  | 0 | pc/s | [24 empty] | 0
3158 | ENG-COM_1042 |  | Washer, Copper, 2mm x 33mm x 42mm |  |  | 10 | pc/s | [24 empty] | 10
3159 | ENG-COM_1031 |  | Washer, Copper, 2mm x 45mm x 65mm |  |  | 35 | pc/s | [24 empty] | 35
3160 | ENG-COM_1052 |  | Washer, Copper, 2mm x 63mm x 78mm |  |  | 36 | pc/s | [24 empty] | 36
3161 | ENG-COM_1053 |  | Washer, Copper, 3mm x 60mm x 76mm |  |  | 48 | pc/s | [24 empty] | 48
3162 | ENG-SUL_1120 |  | Washer, Coppr, K 66165 |  |  | 8 | [25 empty] | 8
3163 | AUX-PAR_1271 |  | Washer, Flat, Fibra Phenolic, Fabricated, OD:90, ID:50, Thickness:8mm |  |  | 12 | pc/s | [24 empty] | 12
3164 | ENG-SUL_1166 |  | Washer, For Flange K 27026, K 27028 |  |  | 86 | pc/s | [24 empty] | 86
3165 | BUI-HAR_1072 |  | Washer, Lock , BI, 1" |  |  | 0 | pc/s | [24 empty] | 0
3166 | AUX-PAR_1183 |  | Washer, Lock, SS, 12mm |  |  | 0 | pc/s | [24 empty] | 0
3167 | BUI-MAT_1075 |  | Washer, No.50,M6, SJ 6000 |  |  | 4 | pc/s | [24 empty] | 4
3168 | BUI-MAT_1076 |  | Washer, Ordinary, 1mm x 7mm x 15mm |  |  | 26 | pc/s | [24 empty] | 26
3169 | BUI-MAT_1077 |  | Washer, Ordinary, 1mm x 7mm x 19mm |  |  | 196 | pc/s | [24 empty] | 196
3170 | CON-CON_1283 |  | Washer, Plain, 3/16 |  |  | 0 | pc/s | [24 empty] | 0
3171 | BUI-HAR_1071 |  | Washer, Plain, BI, 1" |  |  | 0 | pc/s | [24 empty] | 0
3172 | BUI-HAR_1078 |  | Washer, Plain, M22 ( from Bolt w/ Nut & Washer M22 x 100mm ) |  |  | 0 | pc/s | [24 empty] | 0
3173 | BUI-MAT_1079 |  | Washer, Rubber, (for Lube Oil Cooler) |  |  | 11 | pc/s | [24 empty] | 11
3174 | BUI-MAT_1080 |  | Washer, SS, 1mm x 13mm x 35mm |  |  | 0 | pc/s | [24 empty] | 0
3175 | BUI-MAT_1081 |  | Washer, SS, 25mm x 13mm x 1mm |  |  | 22 | pc/s | [24 empty] | 22
3176 | AUX-PAR_1115 |  | Washer, Stopper, No.59, 6016003, SJ 6000 |  |  | 2 | pc/s | [24 empty] | 2
3177 | ENG-COM_1045 |  | Washer, Tab, 00.140.10.01.10 |  |  | 12 | pc/s | [24 empty] | 12
3178 | ENG-COM_1046 |  | Washer, Tab, 00.140.10.02.10 |  |  | 17 | pc/s | [24 empty] | 17
3179 | AUX-PAR_1116 |  | Water Intake Plate Stop, 6016004, SJ 6000 |  |  | 1 | pc/s | [24 empty] | 1
3180 | AUX-PAR_1217 |  | Water Valve Block - 48 VAC, 60Hz, Conection:G 3/4, Water Pressure:1.5-7 Bar, Media Temperature : 85 deg.C |  |  | 1 | pc/s | [24 empty] | 1
3181 | AUX-PAR_1084 |  | Water Valve Block, MAX313 |  |  | 2 | set/s | [24 empty] | 2
3182 | FFE-APP_1012 |  | Water, Dispenser |  |  | 0 | unit/s | [24 empty] | 0
3183 | CON-CHE_1070 |  | Water, Distilled, 1 Quart |  |  | 0 | bot/s | [24 empty] | 0
3184 | CON-CHE_1065 |  | Water, Distilled, 1L |  |  | 0 | ltr/s | [24 empty] | 0
3185 | CON-OFF_1090 |  | Water, Drinking, Purified, 5 Gallons, Round Type Container |  |  | 48 | cont/s | MATERIAL RECIEVED 01/02: 50 | 50 |  | 50 | [5 empty] | 50 | [8 empty] | 48
3186 | CON-OFF_1091 |  | Water, Drinking, Purified, 5 Gallons, Slim Type Container |  |  | 0 | cont/s | MATERIAL RECIEVED 01/02: 2 | 2 |  | 2 | [5 empty] | 2 | [8 empty] | 0
3187 | EIC-PAR_1348 |  | Weather Proofing Kit |  |  | 0 | pc/s | [24 empty] | 0
3188 | EIC-PAR_1303 |  | Weld Powder, With Retaining Disk, 45 grs, KW45 |  |  | 0 | tube/s | [24 empty] | 0
3189 | CON-CON_1190 |  | Welding Cutting Tip, 1 |  |  | 0 | pc/s | [24 empty] | 0
3190 | CON-CON_1166 |  | Welding Cutting Tip, 2 |  |  | 0 | pc/s | [24 empty] | 0
3191 | CON-CON_1167 |  | Welding Cutting Tip, 3 |  |  | 0 | pc/s | [24 empty] | 0
3192 | CON-CON_1168 |  | Welding Cutting Tip, 5 |  |  | 0 | pc/s | [24 empty] | 0
3193 | CON-CON_1169 |  | Welding Cutting Tip, 7 |  |  | 0 | pc/s | [24 empty] | 0
3194 | CON-MED_1047 |  | Wet Wipes (100s) |  |  | 0 | pack/s | [24 empty] | 0
3195 | CON-CON_1171 |  | Wheel, Cutting,Diamond, 1.8mm x 20mm x 4" |  |  | 3 | pc/s | [24 empty] | 3
3196 | CON-CON_1170 |  | Wheel, Cutting,Diamond, Thin Cut, 1.2mm x 20mm x 4" |  |  | 4 | pc/s | [24 empty] | 4
3197 | CON-CON_1172 |  | Wheel, Grinding, 200mm x 13mm x 32mm, White, Grain Size: 60/meduim, (for Spindle) |  |  | 0 | pc/s | [24 empty] | 0
3198 | CON-CON_1173 |  | Wheel, Grinding, 25mm x 16mm x 16mm, White, Grain Size: 54/60/meduim, (for Valve Seat ) |  |  | 0 | pc/s | [24 empty] | 0
3199 | CON-CON_1175 |  | Wheel, Grinding, 6mm x 5/8" x 1/2", Green, Fine Grit, (for Bench Grinder) |  |  | 0 | pc/s | [24 empty] | 0
3200 | CON-CON_1176 |  | Wheel, Grinding, 6mm x 5/8" x 1/2", Green, Medium Grit, (for Bench Grinder) |  |  | 0 | pc/s | [24 empty] | 0
3201 | CON-CON_1177 |  | Wheel, Grinding, 7", (for Concrete) |  |  | 0 | pc/s | [24 empty] | 0
3202 | CON-CON_1174 |  | Wheel, Grinding, Diamond Cup, 100mm x 4", (for Concrete) |  |  | 10 | pc/s | [24 empty] | 10
3203 | FFE-SSE_1052 |  | Whistle, Metal |  |  | 0 | pc/s | [24 empty] | 0
3204 | CON-MED_1048 |  | White Flower Oil, 20ml |  |  | 0 | bot/s | [24 empty] | 0
3205 | CON-HOU_1061 |  | Wiper, Glass Cleaning |  |  | 0 | pc/s | [24 empty] | 0
3206 | BUI-MAT_1167 |  | Wire Cable clamp, Stainless Steel, 5mm |  |  | 0 | pc/s | [24 empty] | 0
3207 | EIC-PAR_1289 |  | Wire Cable, RTD Extension, Gauge 24, Stranded Nickle Plated Copper, Red & Red/White Part No: TFE-0.2/7x3, 200 meters |  |  | 0 | roll/s | [24 empty] | 0
3208 | EIC-PAR_1399 |  | Wire Duct, 3" x 3" x 8ft long |  |  | 0 | lgth/s | [24 empty] | 0
3209 | BUI-MAT_1163 |  | Wire Rope, Galvanized, 6x19 Steel Core, IWRC, 9mm dia., Zinc Coated, T/S: 180kg/mm2 |  |  | 0 | mtr/s | [24 empty] | 0
3210 | BUI-MAT_1166 |  | Wire Rope, Galvanized, 5mm |  |  | 0 | mtr/s | [24 empty] | 0
3211 | ENG-SUL_1303 |  | Wire Strip / spring for Rotor |  |  | 24 | pc/s | [24 empty] | 24
3212 | EIC-PAR_1461 |  | Wire, 15kv, 50mm² Single Core, Cu/XLPE/CTS/PVC, 100% I.L., Thipha Cable from Vietnam |  |  | 114 | mtr/s | [24 empty] | 114
3213 | EIC-PAR_1298 |  | Wire, Copper, Bare, 60mm2 (2/0 AWG) |  |  | 0 | mtr/s | [24 empty] | 0
3214 | EIC-PAR_1458 |  | Wire, Copper, Bare, Copper Strand, #3/0 AWG, 85mm |  |  | 0 | mtr/s | [24 empty] | 0
3215 | EIC-PAR_1210 |  | Wire, Flat Cord, Duplex, #12 x 3.5mm? x 2-C |  |  | 50 | mtr/s | [24 empty] | 50
3216 | EIC-PAR_1211 |  | Wire, Flat Cord, Duplex, #16 x 1.25mm? x 2-C |  |  | 0 | mtr/s | [24 empty] | 0
3217 | EIC-PAR_1360 |  | Wire, Grounding #8 |  |  | 0 | mtr/s | [24 empty] | 0
3218 | CON-EIC_1085 |  | Wire, Magnet, #18 |  |  | 0 | kg/s | [24 empty] | 0
3219 | CON-EIC_1086 |  | Wire, Magnet, #26 |  |  | 0 | kg/s | [24 empty] | 0
3220 | CON-EIC_1177 |  | Wire, Magnet, #7 |  |  | 0 | kg/s | [24 empty] | 0
3221 | BUI-MAT_1082 |  | Wire, Mesh, 1m x 8m |  |  | 0 | mtr/s | [24 empty] | 0
3222 | BUI-MAT_1176 |  | Wire, Mesh, 2" x 4 ft x 8 ft |  |  | 3 | sht/s | [24 empty] | 3
3223 | BUI-MAT_1091 |  | Wire, Mesh, 4 cm x 4 ft x 8 ft |  |  | 0 | sht/s | [24 empty] | 0
3224 | CON-OFF_1092 |  | Wire, Stapler, #10 |  |  | 0 | box/s | [24 empty] | 0
3225 | CON-OFF_1093 |  | Wire, Stapler, #35 |  |  | 0 | box/s | [24 empty] | 0
3226 | EIC-PAR_1212 |  | Wire, Thermocouple Extension, #20 |  |  | 0 | mtr/s | [24 empty] | 0
3227 | EIC-PAR_1213 |  | Wire, Thermoplastic Fixtures (TF), 1.25mm? |  |  | 0 | box/s | [24 empty] | 0
3228 | FFE-OFF_1030 |  | Wireless Microphone |  |  | 0 | pc/s | [24 empty] | 0
3229 | CON-CON_1282 |  | Wool, Steel |  |  | 0 | pc/s | [24 empty] | 0
3230 | TOO-HAN_1094 |  | Wrench, Crowfoot, size: 8-24mm (15 pcs/set) |  |  | 0 | set/s | [24 empty] | 0
3231 | CON-CHE_1078 |  | Xylene Chemical |  |  | 0 | ltr/s | [24 empty] | 0
3232 | CON-OFF_1118 |  | Yarn, Lime Green / Apple Green |  |  | 0 | roll/s | [24 empty] | 0
3233 | AUX-PAR_1196 |  | Zinc Anode, Casted, 3-1/2" Dia. x 1-1/2" Thickness x 5/8" Hole |  |  | 0 | pc/s | [24 empty] | 0
Prepared By: |  |  | Checked By: |  | Approved By:
Warehouse Personnel |  |  | Warehouse Supervisor |  | Plant Director/Plant Manager