## Worksheet
|  | CENTRAL NEGROS POWER RELIABILITY, INC. |  |  |  |  | MATERIAL INVENTORY REPORT TO DATE
Purok San Jose, Brgy. Calumangan, Bago City
Tel. No. 476 - 7382
Date | 2020-01-14
Main Category |  |  |  |  | Sub-Category
No. | Local/Manila |  |  | Item Part No. | Item Description | Nominal Cost | Qty | Minimum Order Qty | Uom | Location | Warehouse Location | Rack | Bin
1 | Local |  |  | ENG-SUL_1246 | Hose, Flexible, Hydraulic, For Cylinder Head, 3/4", SAE100R2AT | 0 | 24 | 0 | pc/s | WH - Rm3 | CENPRI | Rack-9D(Sulzer)
2 | Manila |  |  | BUI-MAT_1146 | "Titanium" 6x19 Steel Core, IWRC Wire Rope, 12mm dia., Zinc Coated, T/S: 180kg/mm2 | 125 | 0 | 0 | mtr/s | WH - Bldg. | CENPRI
3 | Manila |  |  | BUI-MAT_1145 | "Titanium" 6x19 Steel Core, IWRC Wire Rope, 3/8" dia., Zinc Coated, T/S: 180kg/mm2 | 75 | 0 | 0 | mtr/s | WH - Bldg. | CENPRI
4 | Local |  |  | FFE-SSE_1041 | 16 Port Switch Hub, Rack Mounted, TP-Link, Model: TL-SG016D, Gigabit Switch | 3350 | 0 | 0 | pc/s | WH - Rm3 | CENPRI
5 | Manila |  |  | EIC-PAR_1379 | 2 Port Multiflex Trunk Voice / Clear-Channel Data T1/E1 Module | 0 | 0 | 0 | unit/s | WH - Rm3 | CENPRI
6 | Manila |  |  | EIC-PAR_1385 | 2G DRAM (1 DIMM) for CISCO ISR 4400 Data Plane | 0 | 0 | 0 | unit/s | WH - Rm3 | CENPRI
7 | Manila |  |  | AUX-PAR_1222 | 3 Way Valve DN40 | 0 | 1 | 0 | pc/s | WH - Extn B | CENPRI
8 | Manila |  |  | EIC-PAR_1377 | 3 YR SNTC 8X5XNBD CISCO ISR 4431 (4GE) | 0 | 0 | 0 | lot/s | WH - Rm3 | CENPRI
9 | Local |  |  | ENG-SUL_1221 | 3/2 Way Valve Complete, K 47065 | 0 | 1 | 0 | pc/s | WH - Rm3 | CENPRI | Rack-9B(Sulzer)
10 | Manila |  |  | FFE-SSE_1043 | 32CH Embedded 4K NVR, Third Party Network Cameras Supported, Up to 12 Megapixels Resolution Recording, Suport 1-ch HDMI, 1-ch VGA, HDMI at Up to 3840 x 2160 Resolution | 58640 | 0 | 0 | pc/s | WH - Rm3 | CENPRI
11 | Manila |  |  | FFE-SSE_1042 | 4 MP IR Fixed Dome Network Camera, 1/3" Progressive Scan CMOS, 2560 x 1440 @30 FPS, 2.8mm Fixed Lens, Color: 0.01 Lux @ (F1.2, AGC ON), Lux with IR. H.265+, H.264+, H.264, Three Streams, 120DB WDR, 2 Behavioral Analyses and Face Detection, BLC/3D DNR/ROI. | 6240 | 0 | 0 | pc/s | WH - Rm3 | CENPRI
12 | Manila |  |  | EIC-PAR_1374 | 48VDC Power Supply,(4 Units of Battery Pack, 12VDC, with Supporting Rack) | 220000 | 0 | 0 | lot/s | WH - Rm3 | CENPRI
13 | Manila |  |  | EIC-PAR_1384 | 4G Dram (1 x 4G) for CICSCO ISR 4400 | 0 | 0 | 0 | unit/s | WH - Rm3 | CENPRI
14 | Manila |  |  | EIC-PAR_1338 | 50MBPS Node Radio Capacity License | 0 | 0 | 0 | pc/s | WH - Rm3 | CENPRI
15 | Manila |  |  | EIC-PAR_1386 | 8G eUSB Flash Memory for CISCO ISR 4430 | 0 | 0 | 0 | unit/s | WH - Rm3 | CENPRI
16 | Manila |  |  | TOO-HAN_1092 | AC Adapter, Cable Label Printer, Brady-BMP21, RS Stock No.: 694-9188 | 4205.07 | 0 | 0 | pc/s
17 | Manila |  |  | EIC-PAR_1322 | AC Impedance tester for Generator Rotor, 220V/60Hz | 0 | 1 | 0 | unit/s | WH - Rm1 | CENPRI
18 | Local |  |  | CON-CHE_1005 | Acetylene | 900 | 2 | 0 | cyl/s | WH - Bldg. | CENPRI
19 | Local |  |  | TOO-HAN_1052 | Acetylene Cutting Outfit | 4520 | 0 | 0 | set/s
20 | Local |  |  | CON-CHE_1006 | Acid, Muriatic, 1Liter | 44.0325 | 0 | 0 | ltr/s | Chem - Stg | CENPRI
21 | Local |  |  | CON-CHE_1008 | Acid, Sulfuric, (pH control), 34kg/pail | 418.43 | 189 | 0 | kg/s | Chem - Stg | CENPRI
22 | Manila |  |  | AUX-PAR_1263 | Adapter, Male Hydraulic Hose Fitting, Stainless, 1/4" NPT, Material: SS304 | 500 | 0 | 0 | pc/s | WH - Rm3 | CENPRI | Rack - B4
23 | Manila |  |  | AUX-PAR_1262 | Adapter, Male Hydraulic Hose Fitting, Stainless, 3/4" NPT, Material: SS304 | 890 | 0 | 0 | pc/s | WH - Rm3 | CENPRI | Rack - B4
24 | Local |  |  | EIC-PAR_1312 | Adapter, MxF, PVC, 1/2 inch, W/ Lock Nut | 8.25 | 0 | 0 | pc/s | WH - Rm1 | CENPRI | Rack - O2
25 | Local |  |  | CON-EIC_1192 | Adapter, MxF, UPVC, 1/2" w/ Lock Nut | 7.5 | 0 | 0 | pc/s
26 | Local |  |  | BUI-PIP_1336 | Adaptor, Female, PVC, 1/2" | 7.5 | 8 | 0 | pc/s
27 | Local |  |  | BUI-PIP_1276 | Adaptor, Female, UPVC, 20 mm x 1/2" | 3 | 0 | 0 | pc/s | WH - Rm3 | CENPRI | Rack - E2
28 | Local |  |  | BUI-PIP_1309 | Adaptor, Male / Female, PVC, 3/4" x 3/4" | 8 | 0 | 0 | pc/s | WH - Rm3 | CENPRI | Rack - E3
29 | Local |  |  | AUX-PAR_1199 | Adaptor, Male, 2" | 231.35 | 0 | 0 | pc/s | WH - Rm3 | CENPRI
30 | Local |  |  | BUI-MAT_1207 | Adaptor, Male, PVC, 1", Color: Blue | 15.6 | 1 | 0 | pc/s
31 | Local |  |  | BUI-PIP_1334 | Adaptor, Male, PVC, 1/2" | 7.5 | 6 | 0 | pc/s
32 | Local |  |  | BUI-PIP_1277 | Adaptor, Male, UPVC, 20 mm x 1/2" | 3 | 0 | 0 | pc/s | WH - Rm3 | CENPRI | Rack - E2
33 | Local |  |  | TOO-HAN_1053 | Adjustable Wrench, 12" | 2500 | 0 | 0 | pc/s
34 | Local |  |  | ENG-SUL_1207 | Adjusting Ring, For Shaft, K 46176 | 0 | 10 | 0 | pc/s | WH - Rm3 | CENPRI | Rack-9B(Sulzer)
35 | Local |  |  | TOO-POW_1005 | Air Compressor Machine, 1HP | 11000 | 0 | 0 | unit/s
36 | Local |  |  | CON-EIC_1152 | Air Duct, Aluminum, 5"dia x 10meter | 532 | 0 | 0 | roll/s
37 | Manila |  |  | AUX-PAR_1195 | Air Filter Regulator & Lubricator(FRL) Combined 5 Microns Filtration With Bowl Protection & Pressure Gauge, Port Connection 1", Pressure Range 7-175 PSI: SGFM 469, Max Inlet Pressure 250 PSI | 14000 | 1 | 0 | unit/s | WH - Rm3 | CENPRI | Rack - B2
38 | Manila |  |  | AUX-PAR_1218 | Air Valve Block - 48VAC; 60 Hz, 1/4 NPT, OP: Max 10 Bar | 0 | 2 | 0 | unit/s | WH - Rm3 | CENPRI
39 | Local |  |  | CON-EIC_1005 | Alcohol, Denatured | 63 | 0 | 0 | ltr/s
40 | Local |  |  | CON-EIC_1101 | Alcohol, Denatured, Gals | 240 | 1 | 0 | gal/s | WH - Rm3 | CENPRI | Rack - E3
41 | Manila |  |  | AUX-PAR_1221 | Alfa Laval Heatpac with Control System, Capacity: 24kW, Volyage: 400, 440 V AC, Max Pressure: 22.5 Bar, Test Pressure: 15 Bar, Max Working Temp: 160 deg. C, With Temperature Sensor: PT100 & Temperature Switch | 421200 | 1 | 0 | unit/s | WH - Extn B | CENPRI
42 | Local |  |  | CON-OEA_1041 | Allen Screw, Flat, 5/8", (8x40mm) | 17 | 0 | 0 | pc/s
43 | Local |  |  | TOO-HAN_1062 | Allen Socket, 6mm x 1/2 DR | 385 | 0 | 0 | pc/s
44 | Local |  |  | TOO-HAN_1046 | Allen Wrench Set - (1.5, 2, 2.5, 3, 4, 5, 5.5, 6, 8, & 10mm) | 200 | 0 | 0 | set/s
45 | Local |  |  | TOO-HAN_1068 | Allen Wrench, 4.5mm | 50 | 0 | 0 | pc/s
46 | Local |  |  | TOO-HAN_1069 | Allen Wrench, 5.5mm | 55 | 0 | 0 | pc/s
47 | Local |  |  | AUT-TRA_1008 | Alternator, Boom Truck | 5700 | 0 | 0 | assy/s
48 | Manila |  |  | BUI-MAT_1197 | Aluminum Frame w/ Wood Glass Panel, Model: YZ57-185/G30FP | 7960.4 | 0 | 0 | pc/s
49 | Manila |  |  | _6386 | Ambient Air Sampling & Testing Report | 0 | 0 | 0 | set/s | WH - Rm1 | CENPRI
50 | Local |  |  | BUI-MAT_1140 | Anchor Bolts, Fabricated | 0 | 30 | 0 | pc/s | WH - Rm3 | CENPRI | Rack - M2
51 | Manila |  |  | EIC-PAR_1361 | Antenna 7.125 - 8.5GHZ HP | 0 | 0 | 0 | pc/s | WH - Rm3 | CENPRI
52 | Manila |  |  | EIC-PAR_1370 | Antenna Mounting Bracket W/ Bolt & Nuts | 0 | 0 | 0 | set/s | WH - Rm3 | CENPRI
53 | Local |  |  | CON-FUE_1001 | Argina S4 40 (Lube Oil) | 15752.01 | 10 | 0 | drum/s
54 | Local |  |  | CON-CHE_1009 | Argon | 1800 | 1 | 0 | cyl/s
55 | Local |  |  | ENG-SUL_1208 | Articulation Piece, K 45013 | 0 | 2 | 0 | pc/s | WH - Rm3 | CENPRI | Rack-9B(Sulzer)
56 | Manila |  |  | AUX-PAR_1216 | Automatic Discharged Contoller, EPC41-48VAC +10% - 15%; 60Hz, Five Relay connected for 48 VAC, Built in Automatic Fuse 3.0A, 21kg | 367500 | 2 | 0 | unit/s | WH - Extn B | CENPRI
57 | Manila |  |  | CON-MED_1013 | B-Complex, Super, 500 tabs/bot | 0 | 0 | 0 | bot/s
58 | Local |  |  | CON-MED_1014 | B-Complex, Super, 500 tabs/bot | 0 | 0 | 0 | bot/s
59 | Local |  |  | ENG-SUL_1239 | Baffle Screw, For Fuel Injection Pump, K 55021 | 0 | 60 | 0 | pc/s | WH - Rm3 | CENPRI | Rack-9C(Sulzer)
60 | Local |  |  | CON-HOU_1007 | Bag, Garbage, L | 2.8 | 0 | 0 | pc/s
61 | Local |  |  | CON-HOU_1008 | Bag, Garbage, Medium | 2.316 | 0 | 0 | pc/s
62 | Local |  |  | CON-HOU_1010 | Bag, Garbage, XL | 3.63 | 0 | 0 | pc/s
63 | Local |  |  | CON-HOU_1011 | Bag, Garbage, XXL | 7.496 | 0 | 0 | pc/s
64 | Manila |  |  | ENG-SUL_1018 | Ball Screw for K 28005, K 28035 | 0 | 25 | 0 | pc/s | WH - Rm3 | CENPRI
65 | Local |  |  | ENG-SUL_1038 | Ball-shaped Cup for the Rocker Arms, K 28041 | 0 | 56 | 0 | pc/s | WH - Rm3 | CENPRI | Rack-10A(Sulzer)
66 | Local |  |  | CON-MED_1017 | Bandage, Triangular Cloth | 24 | 0 | 0 | sht/s
67 | Local |  |  | BUI-MAT_1159 | Bar, Angle, MS, 1/4 " x 1-1/2" x 1-1/2" x 20 ft | 802.3 | 0 | 0 | lgth/s | WH - Bldg. | CENPRI
68 | Local |  |  | BUI-MAT_1189 | Bar, Angle, MS, 1/4" x 1-1/2" x 20 ft | 543.6167 | -11 | 0 | lgth/s | WH - Bldg. | CENPRI
69 | Local |  |  | BUI-HAR_1004 | Bar, Angle, MS, 1/4" x 2" x 2" x 20 ft | 656.34 | 1 | 0 | lgth/s
70 | Local |  |  | BUI-HAR_1005 | Bar, Angle, MS, 1/4" x 2" x 20 | 0 | 0 | 0 | lgth/s
71 | Local |  |  | BUI-HAR_1008 | Bar, Angle, MS, 1/4" x 3" x 3" | 912.25 | 0 | 0 | lgth/s
72 | Local |  |  | BUI-MAT_1148 | Bar, Angle, MS, 1/8 " x 1-1/2" x 1-1/2" x 20 ft | 423.75 | 0 | 0 | lgth/s | WH - Bldg. | CENPRI
73 | Local |  |  | BUI-HAR_1113 | Bar, Angle, MS, 1/8" x 1" x 20 ft | 213 | 0 | 0 | lgth/s | WH - Bldg. | CENPRI
74 | Local |  |  | BUI-MAT_1160 | Bar, Angle, MS, 1/8"(3.5m) x 2" x 2" x 20 ft | 637.9 | 0 | 0 | lgth/s | WH - Bldg. | CENPRI
75 | Local |  |  | BUI-MAT_1184 | Bar, Angle, MS, 3/16" x 1" x 20 ft | 387.55 | 0 | 0 | lgth/s
76 | Local |  |  | BUI-MAT_1181 | Bar, Angle, MS, 3/16" x 1-1/2" x 20 ft | 0 | 0 | 0 | lgth/s | WH - Bldg. | CENPRI
77 | Local |  |  | BUI-MAT_1134 | Bar, Angle, MS, 3/16" x 2" x 2" x 20 ft | 851.5 | 0 | 0 | lgth/s | WH - Bldg. | CENPRI
78 | Local |  |  | CON-CON_1317 | Bar, Angle, MS, 5mm x 1" x 20 ft | 448.8 | 7 | 0 | lgth/s
79 | Local |  |  | BUI-MAT_1208 | Bar, Flat, MS, 2.2mm x 1/2" x 20ft | 61.3 | 5 | 0 | lgth/s
80 | Local |  |  | BUI-MAT_1220 | Bar, Flat, MS, 3/16" x 2" x 20 ft | 0 | 0 | 0 | lgth/s | WH - Bldg. | CENPRI
81 | Local |  |  | BUI-HAR_1075 | Bar, Flat, MS, 4.5mm x 1-1/2" x 20 | 440.8 | 0 | 0 | lgth/s | WH - Bldg. | CENPRI
82 | Local |  |  | BUI-MAT_1169 | Bar, Flat, MS, Standard, 1 Inch x 1.5mm Thick x 20 ft | 95.2 | 0 | 0 | lgth/s | WH - Bldg. | CENPRI
83 | Local |  |  | BUI-MAT_1155 | Bar, Flat, MS, Standard, 1 Inch x 1/8 inch Thick x 20 ft | 83.885 | 0 | 0 | lgth/s | WH - Bldg. | CENPRI
84 | Local |  |  | BUI-MAT_1150 | Bar, Flat, MS, Standard, 1-1/2 inches x 1/8 inch Thick x 20 ft | 335 | 0 | 0 | lgth/s | WH - Bldg. | CENPRI
85 | Local |  |  | BUI-MAT_1122 | Bar, Plain Round, 3/4" (19mm) | 556.4 | 1 | 0 | lgth/s | WH - Bldg. | CENPRI
86 | Local |  |  | BUI-MAT_1017 | Bar, Steel, Deformed/Corrugated, 10mm | 71.95 | 0 | 0 | lgth/s
87 | Local |  |  | BUI-MAT_1018 | Bar, Steel, Deformed/Corrugated, 12mm x 20 ft | 72.22 | 5 | 0 | lgth/s | WH - Bldg. | CENPRI
88 | Local |  |  | BUI-MAT_1180 | Bar, Threaded, 12mm x 20ft | 0 | 0 | 0 | lgth/s | WH - Bldg. | CENPRI
89 | Local |  |  | BUI-HAR_1112 | Barbed Wire, 120m/roll | 1471 | 3 | 0 | roll/s | WH - Rm3 | CENPRI
90 | Local |  |  | BUI-HAR_1074 | Barbed Wire, 150m/roll | 1471 | 0 | 0 | roll/s | WH - Rm3 | CENPRI
91 | Local |  |  | FFE-COM_1010 | Basic Cellular Phone | 990 | 0 | 0 | unit/s | WH - Rm1 | CENPRI
92 | Manila |  |  | EIC-PAR_1318 | Battery Bank 12VDC 120AH VRLA Maintenance Free Battery | 0 | 0 | 0 | pc/s | WH - Rm3 | CENPRI
93 | Manila |  |  | EIC-PAR_1353 | Battery Cable With Connector | 0 | 0 | 0 | pc/s | WH - Rm3 | CENPRI
94 | Manila |  |  | EIC-PAR_1459 | Battery Charger / Rectifier 48VDC, Output 220VAC 50A | 0 | 0 | 0 | pc/s | WH - Rm3 | CENPRI
95 | Manila |  |  | EIC-PAR_1328 | Battery Charger, Semi Conductor SCR(Thyristor) Type, Input Voltage: 230VAC 10% Single Phase 60Hz, Output Voltage: 120VDC Nominal, Float Voltage: 132 Volts DC, Equalize/Bosst Charge: 135 Volts DC | 87000 | 0 | 0 | set/s | WH - Rm3 | CENPRI
96 | Manila |  |  | EIC-PAR_1316 | Battery Supporting Rack Stand | 0 | 0 | 0 | pc/s | WH - Rm3 | CENPRI
97 | Local |  |  | CON-EIC_1220 | Battery, 12V VDC, Maintenance Free | 4201.6 | 0 | 0 | pc/s
98 | Local |  |  | CON-EIC_1011 | Battery, AA | 47.8243 | 0 | 0 | pack/s
99 | Local |  |  | CON-EIC_1125 | Battery, AA per pc | 42.245 | 0 | 0 | pc/s | WH - Rm1 | CENPRI
100 | Local |  |  | CON-EIC_1012 | Battery, AAA | 58.4375 | 0 | 0 | pack/s
101 | Local |  |  | CON-EIC_1139 | Battery, AAA, per pc | 49 | 0 | 0 | pc/s | WH - Rm3 | CENPRI
102 | Local |  |  | CON-EIC_1013 | Battery, C+ | 15.5 | 0 | 0 | pc/s
103 | Local |  |  | FFE-OFF_1021 | Battery, Laptop for ASUS K450C | 2250 | 0 | 0 | pc/s | WH - Rm1 | CENPRI
104 | Manila |  |  | EIC-PAR_1329 | Battery, Model: 12V VRLA-AGM, 12V, 100Ah, 330mm(L) x 171mm(W) x 215mm(H), 32kgs | 12500 | 0 | 0 | pc/s | WH - Rm1 | CENPRI
105 | Local |  |  | CON-EIC_1016 | Battery, Snap, 9V | 66.52 | 12 | 0 | pc/s
106 | Local |  |  | CON-EIC_1175 | Battery, SR44SW | 89 | 0 | 0 | pc/s
107 | Local |  |  | BUI-MAT_1142 | Beam, I, 4" x 4" x 6 meters, 13lbs | 6110 | 0 | 0 | lgth/s | WH - Bldg. | CENPRI
108 | Local |  |  | BUI-MAT_1154 | Beam, I, 6 Inches x 6 Inches x 20 ft, 25lbs | 9409.4 | 0 | 0 | lgth/s | WH - Bldg. | CENPRI
109 | Manila |  |  | AUX-PAR_1233 | Bearing , Ball, Grooved, Set of Spare For Drive, Westfalia Separator, 0011-6208-000 | 0 | 2 | 0 | pc/s | WH - Rm3 | CENPRI | Rack - B4
110 | Local |  |  | ENG-SUL_1302 | Bearing Assembly (PN-32 321100), VTR 400 / 401 | 0 | 1 | 0 | set/s | WH - Rm3 | CENPRI | Rack - L1
111 | Local |  |  | ENG-SUL_1082 | Bearing Bush, K 73012 | 0 | 4 | 0 | pc/s | WH - Rm3 | CENPRI | Rack-10C(Sulzer)
112 | Local |  |  | ENG-SUL_1306 | Bearing PN 38 Turbine Side | 0 | 1 | 0 | set/s | WH - Rm3 | CENPRI | Rack - L1
113 | Local |  |  | COM-POW_1002 | Bearing, #16004-A | 220 | 0 | 0 | pc/s | WH - Rm1 | CENPRI
114 | Local |  |  | AUX-PAR_1207 | Bearing, 6205-2RSH/C3WT, SKF | 165 | 0 | 0 | pc/s
115 | Local |  |  | AUX-PAR_1281 | Bearing, 6307 | 380 | 0 | 0 | pc/s | WH - Rm3 | CENPRI | Rack - B4
116 | Local |  |  | COM-POW_1005 | Bearing, Ball, 16004-A | 220 | 0 | 0 | pc/s | WH - Rm3 | CENPRI
117 | Local |  |  | AUX-PAR_1225 | Bearing, Ball, 6201-2ZR | 85 | 0 | 0 | pc/s
118 | Local |  |  | AUX-PAR_1226 | Bearing, Ball, 6202 | 90 | 0 | 0 | pc/s
119 | Local |  |  | ENG-COM_1054 | Bearing, Ball, 6206 | 220 | 0 | 0 | pc/s
120 | Local |  |  | ENG-COM_1043 | Bearing, Ball, 6207 | 248.75 | 0 | 0 | pc/s
121 | Local |  |  | CON-OEA_1031 | Bearing, Ball, 6306-2Z C3 | 285 | 0 | 0 | pc/s | WH - Rm3 | CENPRI
122 | Local |  |  | CON-OEA_1045 | Bearing, Ball, 6306-2ZR | 260 | 0 | 0 | pc/s | WH - Rm3 | CENPRI | Rack - B4
123 | Local |  |  | CON-OEA_1029 | Bearing, Ball, 6308-2Z | 466 | 2 | 0 | pc/s | WH - Rm3 | CENPRI
124 | Local |  |  | AUX-PAR_1282 | Bearing, Ball, 6309-2Z | 733 | 0 | 0 | pc/s
125 | Local |  |  | AUX-PAR_1269 | Bearing, Ball, 6310 N/C3, w/ Snap Ring | 1335 | 1 | 0 | pc/s
126 | Local |  |  | AUX-PAR_1121 | Bearing, Ball, 6312, SJ 6000 | 675 | 1 | 0 | pc/s | WH - Rm3 | CENPRI | Rack - B3
127 | Local |  |  | AUX-PAR_1270 | Bearing, Ball, 6410 C3 | 1764 | 1 | 0 | pc/s
128 | Manila |  |  | AUX-PAR_1234 | Bearing, Ball, Angular Contact, Set of Spare For Drive, Westfalia Separator, 0011-7305-100 | 0 | 2 | 0 | pc/s | WH - Rm3 | CENPRI | Rack - B4
129 | Manila |  |  | AUX-PAR_1235 | Bearing, Ball, Grooved, Set of Spare For Drive, Westfalia Separator, 0011-6011-370 | 0 | 4 | 0 | pc/s | WH - Rm3 | CENPRI
130 | Local |  |  | CON-OEA_1042 | Bearing, Ball, NU 306 ECP/C3 | 1733 | 2 | 0 | pc/s
131 | Local |  |  | AUX-PAR_1191 | Bearing, Ball, Shielded, 6308.2ZR | 510 | 4 | 0 | pc/s | WH - Rm3 | CENPRI | Rack - B4
132 | Local |  |  | AUX-PAR_1208 | Bearing, NU306 ECP C3 | 1733 | 0 | 0 | pc/s
133 | Local |  |  | CON-OEA_1028 | Bearing, Pillow Block, 1 11/16 Inches ID | 646 | 0 | 0 | pc/s | WH - Rm3 | CENPRI | Rack - C3
134 | Manila |  |  | CON-OEA_1046 | Bearing, Roller, NJ 312ECP | 2900 | 2 | 0 | pc/s | WH - Rm3 | CENPRI | Rack - B4
135 | Manila |  |  | AUX-PAR_1223 | Bellows, Expansion, 10" x 120mm, Fabricated | 15900 | 1 | 0 | pc/s
136 | Local |  |  | CON-AUT_1025 | Belt Dressing, 330ml | 263.3333 | 0 | 0 | can/s
137 | Local |  |  | CON-FUE_1015 | Belt Dressing, Specialist, 360ml | 395 | 0 | 0 | can/s | WH - Rm1 | CENPRI
138 | Local |  |  | AUX-PAR_1224 | Belt, A-31 | 110 | 0 | 0 | pc/s
139 | Manila |  |  | AUX-PAR_1201 | Belzona 1111, Supermetal (1kg/set) | 10500 | 0 | 0 | set/s | WH - Rm3 | CENPRI
140 | Local |  |  | BUI-MAT_1129 | Bended, MS Plates (6 ft c 20 ft x 8mm) | 5601.04 | 0 | 0 | sht/s | WH - Bldg. | CENPRI
141 | Local |  |  | ENG-SUL_1046 | Bevel Gear Wheel Shaft for Governor Drive, K 51135 | 0 | 7 | 0 | pc/s | WH - Rm3 | CENPRI | Rack-10B(Sulzer)
142 | Manila |  |  | CON-CHE_1082 | Biosolve Spill RX | 0 | 0 | 0 | bot/s |  | CENPRI
143 | Local |  |  | CON-OFF_1129 | Blade, Cutter, Refill, Big | 21 | 0 | 0 | box/s | WH - Rm1 | CENPRI
144 | Local |  |  | CON-OFF_1122 | Blade, Cutter, Refill, Small | 15 | 0 | 0 | box/s | WH - Rm1 | CENPRI
145 | Local |  |  | CON-CON_1006 | Blade, Hacksaw, 18tpi, HSS 300mm/12" | 36.7783 | 0 | 0 | pc/s
146 | Local |  |  | COM-POW_1004 | Blade, Saw, Circular, 8" | 1880 | 0 | 0 | pc/s | WH - Rm3 | CENPRI
147 | Manila |  |  | EIC-PAR_1383 | Blank Faceplate for NIM Slot on CISCO ISR 4400 | 0 | 0 | 0 | unit/s | WH - Rm3 | CENPRI
148 | Local |  |  | ENG-COM_1040 | Blind Plugs, Relief Valve | 600 | 2 | 0 | pc/s
149 | Manila |  |  | ENG-SUL_1021 | Block Ball Cock for Fuel Pipe, DN 20, K 87165 | 0 | 24 | 0 | pc/s | WH - Rm3 | CENPRI
150 | Local |  |  | BUI-MAT_1020 | Block, Hollow, 4" x 8" x 16" | 9 | 0 | 0 | pc/s
151 | Manila |  |  | EIC-PAR_1446 | Block, Terminal, Feed Through, Utility Jut 1-2.5PE | 55.3 | 0 | 0 | pc/s | WH - Rm3 | CENPRI | Rack - A3
152 | Manila |  |  | EIC-PAR_1447 | Block, Terminal, Jumper, For T Block, 6.0mm | 93.6 | 0 | 0 | pc/s | WH - Rm3 | CENPRI | Rack - A3
153 | Local |  |  | EIC-PAR_1314 | Block, Time Delay, 0.1 sec - 30 sec, 10 A, 690 V, LADT2 | 0 | 1 | 0 | pc/s | WH - Rm3 | CENPRI | Rack - A4
154 | Manila |  |  | TOO-POW_1004 | Blower, Electric, Model#: SY05, 220V, 3000/3600RPM, 3A, 50/60 cycles, Size 4"Dia | 3600 | 0 | 0 | unit/s
155 | Manila |  |  | TOO-POW_1003 | Blower, Electric, Model#: TC-05, 220V, 660W/3A Speed, 3000/3600RPM, Size 4"Dia | 4985 | 0 | 0 | unit/s
156 | Local |  |  | EIC-PAR_1425 | Blower, Fan, (Cooling Fan), 12 x 12cm | 406 | 0 | 0 | pc/s
157 | Manila |  |  | CON-EIC_1207 | Board, Phenolic, 3/8" x 12" x 12" | 870 | 0 | 0 | sht/s | WH - Rm3 | CENPRI
158 | Local |  |  | CON-EIC_1123 | Body Filler | 220 | 0 | 0 | can/s | WH - Rm1 | CENPRI
159 | Manila |  |  | CON-CHE_1084 | Boiling Chips, Part# VWR 26397-409, (8 oz/bot) | 680 | 1 | 0 | pack/s
160 | Local |  |  | TOO-HAN_1022 | Bolo | 70 | 0 | 0 | pc/s | WH - Rm3 | CENPRI
161 | Local |  |  | TOO-HAN_1077 | Bolt Cutter | 810 | 1 | 0 | pc/s | WH - Rm1 | CENPRI
162 | Local |  |  | ENG-SUL_1081 | Bolt for Pump Impeller K 71028, K 71033 | 0 | 1 | 0 | pc/s | WH - Rm3 | CENPRI | Rack-10D(Sulzer)
163 | Local |  |  | CON-CON_1281 | Bolt, 3/16 x 1/2 | 0.55 | 0 | 0 | pc/s
164 | Local |  |  | ENG-SUL_1180 | Bolt, Allen, For Fuel Pressure Pipe | 0 | 110 | 0 | pc/s | WH - Rm3 | CENPRI | Rack-6B(Sulzer)
165 | Local |  |  | BUI-HAR_1118 | Bolt, Allen, Full Thread, M8 x 20mm | 0 | 57 | 0 | pc/s | WH - Rm3 | CENPRI
166 | Local |  |  | BUI-HAR_1088 | Bolt, Allen, Half Thread, M12 x 50mm | 0 | 29 | 0 | pc/s | WH - Rm3 | CENPRI
167 | Local |  |  | ENG-SUL_1244 | Bolt, Ecpansion, K 34127 | 0 | 22 | 0 | pc/s | WH - Rm3 | CENPRI | Rack-9D(Sulzer)
168 | Local |  |  | BUI-MAT_1186 | Bolt, Expansion, 1/4" | 7.25 | 0 | 0 | pc/s | WH - Rm3 | CENPRI
169 | Local |  |  | BUI-HAR_1014 | Bolt, Expansion, 3/8" | 13.2312 | 90 | 0 | pc/s | WH - Rm3 | CENPRI
170 | Local |  |  | ENG-SUL_1133 | Bolt, Expansion, for Piston Skirt, K 34129 | 0 | 47 | 0 | pc/s | WH - Rm3 | CENPRI | Rack-4B(Sulzer)
171 | Local |  |  | CON-CON_1265 | Bolt, Full Thread, 5/32" x 1-5/8" | 10 | 0 | 0 | pc/s
172 | Local |  |  | CON-EIC_1166 | Bolt, Full Thread, Complete, M6 x 40mm | 2.5 | 0 | 0 | set/s | WH - Rm3 | CENPRI
173 | Local |  |  | BUI-MAT_1128 | Bolt, Full Thread, High Tensile, Complete, M12 x 40mm x 1.75 Pitch | 7.5 | 0 | 0 | set/s | WH - Rm3 | CENPRI | Rack - G2
174 | Local |  |  | BUI-MAT_1151 | Bolt, Half Thread, High Tensile, Complete, Coarse Thread, 16mm x 2-1/2 Inches | 28 | 0 | 0 | set/s | WH - Rm3 | CENPRI
175 | Local |  |  | BUI-HAR_1018 | Bolt, Hex, Full Thread, Complete, Grade 5, M12 x 30mm x 1.75 Pitch | 0 | 5 | 0 | set/s
176 | Local |  |  | BUI-HAR_1019 | Bolt, Hex, Full Thread, Complete, Grade 5, M12 x 40mm x 1.75 Pitch | 0 | 0 | 0 | set/s
177 | Manila |  |  | BUI-HAR_1106 | Bolt, Hex, Full Thread, Complete, High Tensile, M20 x 90mm x 2.5 Pitch, w/ Plain Washer & Nut | 55 | 0 | 0 | set/s
178 | Local |  |  | BUI-HAR_1024 | Bolt, Hex, Full Thread, Complete, M12 x 35mm x 1.75 Pitch | 0 | 13 | 0 | set/s
179 | Local |  |  | BUI-MAT_1136 | Bolt, Hex, Full Thread, Complete, SS, M12 x 25mm x 1.75 Pitch | 31.5 | 0 | 0 | set/s | WH - Rm3 | CENPRI | Rack - D2
180 | Local |  |  | BUI-HAR_1117 | Bolt, Hex, Full Thread, Grade 8.8, M12 x 30mm | 0 | 257 | 0 | pc/s | WH - Rm3 | CENPRI
181 | Local |  |  | BUI-HAR_1073 | Bolt, Hex, Full Thread, High Tensile, w/ Nut, M8 x 25mm x 1.25 Pitch | 3.2 | 0 | 0 | set/s | WH - Rm3 | CENPRI
182 | Local |  |  | BUI-MAT_1168 | Bolt, Hex, Full Thread, High Tensile, w/ Self Locking Nut, M8 x 50mm x 1.25 Pitch | 5.2 | 150 | 0 | set/s | WH - Rm3 | CENPRI | Rack - F3
183 | Manila |  |  | BUI-MAT_1193 | Bolt, Hex, Full Thread, HT, M10 x 25mm x 1.50 Pitch, with Lock Washer | 4.95 | 20 | 0 | set/s | WH - Rm3 | CENPRI | Rack - F3
184 | Local |  |  | BUI-HAR_1085 | Bolt, Hex, Full Thread, M10 x 15mm | 0 | 57 | 0 | pc/s | WH - Rm3 | CENPRI
185 | Manila |  |  | BUI-MAT_1191 | Bolt, Hex, Full Thread, M12 x 20mm x 1.75 Pitch, SS, with Washer | 14 | 0 | 0 | set/s
186 | Local |  |  | BUI-HAR_1115 | Bolt, Hex, Full Thread, M19 x 178mm | 0 | 0 | 0 | pc/s | WH - Rm3 | CENPRI
187 | Local |  |  | BUI-HAR_1114 | Bolt, Hex, Full Thread, M22 x 120mm | 0 | 0 | 0 | pc/s | WH - Rm3 | CENPRI
188 | Local |  |  | BUI-HAR_1092 | Bolt, Hex, Full Thread, M8 x 30mm | 0 | 38 | 0 | pc/s | WH - Rm3 | CENPRI
189 | Local |  |  | BUI-HAR_1110 | Bolt, Hex, Full Thread, SS, w/Nut, Double Plain Washer, & Lock Washer, 10 x 40mm x 1.50 pitch | 17.55 | 0 | 0 | set/s
190 | Local |  |  | BUI-HAR_1109 | Bolt, Hex, Full Thread, SS, w/Nut, Double Plain Washer, & Lock Washer, 12 x 40mm x 1.75 pitch | 26.5 | 0 | 0 | set/s
191 | Local |  |  | BUI-HAR_1108 | Bolt, Hex, Full Thread, SS, w/Nut, Plain Washer, & Lock Washer, 16 x 40mm x 2.0 pitch | 50.4 | 0 | 0 | set/s
192 | Local |  |  | BUI-HAR_1107 | Bolt, Hex, Full Thread, SS, w/Nut, Plain Washer, & Lock Washer, 3/4" x 3" | 98 | 0 | 0 | set/s
193 | Local |  |  | BUI-HAR_1091 | Bolt, Hex, Full Thread, w/ Nut, M8 x 50mm | 5 | 0 | 0 | set/s | WH - Rm3 | CENPRI
194 | Local |  |  | BUI-HAR_1090 | Bolt, Hex, Half Thread, M30 x 110mm | 0 | 6 | 0 | pc/s | WH - Rm3 | CENPRI
195 | Local |  |  | BUI-HAR_1032 | Bolt, Hex, Half Thread, Complete, M16 x 90mm x 1.95 Pitch | 0 | 735 | 0 | set/s
196 | Local |  |  | BUI-HAR_1033 | Bolt, Hex, Half Thread, Complete, M20 x 100mm x 1.75 Pitch | 27 | 0 | 0 | pc/s
197 | Local |  |  | BUI-HAR_1084 | Bolt, Hex, Half Thread, Complete, M25 x 100mm | 0 | 5 | 0 | set/s | WH - Rm3 | CENPRI
198 | Local |  |  | BUI-HAR_1081 | Bolt, Hex, Half Thread, Complete, M27 x 100mm x 3.5 Pitch | 0 | 11 | 0 | set/s | WH - Rm3 | CENPRI
199 | Local |  |  | BUI-MAT_1226 | Bolt, Hex, Half Thread, High Tensile, M12 x 150mm x 1.75 Pitch | 20 | 100 | 0 | pc/s
200 | Local |  |  | BUI-HAR_1037 | Bolt, Hex, Half Thread, M22 x 100mm | 0 | 0 | 0 | pc/s | WH - Rm3 | CENPRI
201 | Local |  |  | BUI-HAR_1082 | Bolt, Hex, Half Thread, M27 x 100mm x 3.5 Pitch | 0 | 6 | 0 | pc/s | WH - Rm3 | CENPRI
202 | Local |  |  | BUI-HAR_1077 | Bolt, Hex, Half Thread, With Lock Washer, M14 x 80m m x 1.5 Pitch (w/o nut) | 28 | 0 | 0 | set/s
203 | Manila |  |  | CON-OEA_1038 | Bolt, Hex, High Tensile, Full Thread, W/ Lock Washer, M12 x 50mm x 1.75 Pitch | 7.8 | 0 | 0 | set/s | WH - Rm3 | CENPRI
204 | Manila |  |  | CON-OEA_1040 | Bolt, Hex, High Tensile, Full Thread, W/ Lock Washer, M14 x 50mm x 2.0 Pitch | 11.75 | 0 | 0 | set/s | WH - Rm3 | CENPRI
205 | Manila |  |  | CON-OEA_1036 | Bolt, Hex, High Tensile, Full Thread, W/ Lock Washer, M16 x 45mm x 2.0 Pitch | 14.5 | 0 | 0 | set/s | WH - Rm3 | CENPRI
206 | Manila |  |  | CON-OEA_1221 | Bolt, Hex, High Tensile, Full Thread, W/ Lock Washer, M16 x 50mm x 2.0 Pitch | 14.75 | 0 | 0 | set/s | WH - Rm3 | CENPRI
207 | Manila |  |  | CON-OEA_1035 | Bolt, Hex, High Tensile, Full Thread, W/ Lock Washer, M16 x 55mm x 2.0 Pitch | 16.6 | 0 | 0 | set/s | WH - Rm3 | CENPRI
208 | Manila |  |  | CON-OEA_1033 | Bolt, Hex, High Tensile, Full Thread, W/ Lock Washer, M20 x 55mm x 2.5 Pitch | 28.5 | 0 | 0 | set/s |  | CENPRI
209 | Manila |  |  | CON-OEA_1037 | Bolt, Hex, High Tensile, Half Thread, W/ Lock Washer, M16 x 130mm x 2.0 Pitch | 33.5 | 0 | 0 | set/s | WH - Rm3 | CENPRI
210 | Manila |  |  | CON-OEA_1034 | Bolt, Hex, High Tensile, Half Thread, W/ Lock Washer, M16 x 65mm x 2.5 Pitch | 18.65 | 0 | 0 | set/s | WH - Rm3 | CENPRI
211 | Manila |  |  | CON-OEA_1039 | Bolt, Hex, High Tensile, Half Thread, W/Nut & Lock Washer, M22 x 75mm x 2.5 Pitch | 61.75 | 35 | 0 | set/s | WH - Rm3 | CENPRI
212 | Local |  |  | BUI-HAR_1099 | Bolt, Hex, High Tensile, W/ Lock Washer, Full Thread, M12 x 40mm X 1.75mm Pitch | 7.475 | 50 | 0 | set/s
213 | Local |  |  | BUI-HAR_1098 | Bolt, Hex, W/ Washer, Full Thread, M14 x 40mm x 2.0 Pitch | 12.5 | 0 | 0 | set/s
214 | Local |  |  | BUI-HAR_1097 | Bolt, Hex, W/ Washer, Full Thread, M16 x 70mm x 2.0 Pitch | 22.5 | 0 | 0 | set/s
215 | Local |  |  | BUI-HAR_1102 | Bolt, Hex, W/ Washer, Full Thread, SS, M14 x 50mm x 2.0 Pitch | 59.5 | 0 | 0 | set/s
216 | Local |  |  | BUI-HAR_1101 | Bolt, Hex, W/ Washer, Full Thread, SS, M16 x 75mm x 2.0 Pitch | 75 | 0 | 0 | set/s
217 | Local |  |  | BUI-HAR_1100 | Bolt, Hex, W/ Washer, Half Thread, M8 x 65mm, per Sample | 5 | 0 | 0 | set/s
218 | Local |  |  | BUI-HAR_1070 | Bolt, High Tensile Full Thread, With Nut, 3/8 Inch x 1-1/4 Inch Long | 6 | 0 | 0 | set/s | WH - Rm3 | CENPRI
219 | Local |  |  | ENG-PIE_1024 | Bolt, High Tensile, Full Thread, Complete, 3/8" x 2" | 8.5 | 0 | 0 | set/s | WH - Rm3 | CENPRI
220 | Local |  |  | BUI-HAR_1069 | Bolt, High Tensile, Full Thread, M16 x 80 mm x 2.0 Pitch | 32 | 40 | 0 | pc/s | WH - Rm3 | CENPRI | Rack - F3
221 | Local |  |  | BUI-HAR_1105 | Bolt, High Tensile, Full Thread, M16 x 80 mm x 2.0 Pitch, w/ Plain Washer and Nut | 32 | 0 | 0 | set/s
222 | Local |  |  | BUI-MAT_1138 | Bolt, High Tensile, Full Thread, M24 x 3.0 mm pitch x 70 mm | 98 | 0 | 0 | pc/s | WH - Rm3 | CENPRI | Rack - E2
223 | Local |  |  | BUI-HAR_1076 | Bolt, High Tensile, Full Thread, With Lock Washer, M12 x 35 mm x 1.75 Pitch | 6.5 | 160 | 0 | set/s |  | CENPRI
224 | Local |  |  | ENG-SUL_1041 | Bolt, K 33400 | 0 | 34 | 0 | pc/s | WH - Rm3 | CENPRI | Rack-10A(Sulzer)
225 | Local |  |  | BUI-HAR_1044 | Bolt, M6 x 35mm | 0 | 0 | 0 | pc/s
226 | Local |  |  | CON-EIC_1156 | Bolt, SS, Full Thread, Complete, 6mm x 15mm | 17 | 0 | 0 | set/s | WH - Rm3 | CENPRI
227 | Local |  |  | CON-EIC_1157 | Bolt, SS, Full Thread, Complete, 6mm x 50mm | 3 | 0 | 0 | set/s | WH - Rm3 | CENPRI
228 | Local |  |  | EIC-PAR_1304 | Bolt, SS, Full Thread, Complete, M8 x 2" | 15 | 0 | 0 | set/s | WH - Rm3 | CENPRI | Rack - E2
229 | Local |  |  | BUI-HAR_1093 | Bolt, Stud, Complete, M10 x 45mm x 1.5 Pitch, with Lock Washer | 7 | 0 | 0 | set/s | WH - Rm3 | CENPRI
230 | Local |  |  | ENG-SUL_1134 | Bolt, Stud, For Engine | 0 | 3 | 0 | pc/s | WH - Rm3 | CENPRI | Rack-4B(Sulzer)
231 | Manila |  |  | BUI-HAR_1104 | Bolt, Stud, High Tensile, M12 x 60mm x 1.75 Pitch, w/ Nut and Lock Washer | 216 | 140 | 0 | set/s
232 | Manila |  |  | BUI-HAR_1103 | Bolt, Stud, High Tensile, M12 x 65mm x 1.75 Pitch, w/ Nut and Lock Washer | 336 | 50 | 0 | set/s
233 | Manila |  |  | BUI-HAR_1111 | Bolt, Stud, High Tensile, w/Nut & Lock Washer, M16 x 90mm x 2.0 Pitch | 69.55 | 25 | 0 | set/s
234 | Local |  |  | BUI-PIP_1307 | Bolt, U, 1", With Nut Only | 0 | 0 | 0 | set/s | WH - Rm3 | CENPRI | Rack - G2
235 | Local |  |  | BUI-PIP_1300 | Bolt, U, Complete, 1" x 1/4" dia. | 8 | 0 | 0 | set/s | WH - Rm1 | CENPRI
236 | Local |  |  | BUI-PIP_1349 | Bolt, U, Complete, 1/4" x 1" | 7.25 | 16 | 0 | set/s
237 | Local |  |  | BUI-PIP_1050 | Bolt, U, Complete, 1/4" x 1-1/2" x 3" | 0 | 0 | 0 | set/s
238 | Local |  |  | BUI-PIP_1348 | Bolt, U, Complete, 1/4" x 1/2" | 6.5 | 30 | 0 | set/s
239 | Local |  |  | BUI-PIP_1312 | Bolt, U, Complete, 1/4" x 3/4" | 0 | 0 | 0 | set/s
240 | Local |  |  | BUI-PIP_1306 | Bolt, U, Complete, 3/8" x 1-1/2", with Nut & Lock | 0 | 0 | 0 | set/s | WH - Rm3 | CENPRI
241 | Local |  |  | BUI-HAR_1111 | Bolts, Machined, High Tensile, Full Thread, Complete, ASTM A325 Type 3, 3/4" dia x 4" long | 60 | 0 | 0 | set/s | WH - Rm3 | CENPRI
242 | Local |  |  | CON-HOU_1050 | Borrowing | 0 | 0 | 0 | pc/s | WH - Rm1 | CENPRI
243 | Manila |  |  | CON-CHE_1011 | Bottle, Sampling 100mL | 0 | 0 | 0 | bot/s
244 | Local |  |  | EIC-PAR_1394 | Box, Junction With Cover, PVC, Hexagonal, 4.5" x 4.5", Orange | 60 | 0 | 0 | pc/s | WH - Rm3 | CENPRI
245 | Local |  |  | EIC-PAR_1307 | Box, Junction, PVC, Hexagonal, 4" x 4", gauge 4 mm, Orange | 10.5 | 1 | 0 | pc/s | WH - Rm3 | CENPRI | Rack - A4
246 | Local |  |  | EIC-PAR_1219 | Box, Junction, PVC, Hexagonal, 4" x 4", gauge 4 mm, White | 0 | 5 | 0 | pc/s | WH - Rm3 | CENPRI | Rack - A4
247 | Local |  |  | CON-EIC_1193 | Box, Junction, PVC, Octagonal, 4" x 4", Orange | 28 | 0 | 0 | pc/s
248 | Local |  |  | EIC-PAR_1315 | Box, Pull, PVC, 6" x 6" | 80 | 0 | 0 | pc/s | WH - Rm1 | CENPRI
249 | Local |  |  | CON-OFF_1007 | Box, Storage, Heavy Duty | 78.75 | 0 | 0 | box/s
250 | Local |  |  | CON-EIC_1219 | Box, Utility, UPVC, Rectangular, 2" x 2" x 4" | 16.75 | 0 | 0 | pc/s
251 | Local |  |  | AUT-TRA_1005 | Brake Rotor Left / Right, Plate | 1400 | 0 | 0 | pc/s | WH - Rm1 | CENPRI
252 | Local |  |  | AUT-HEA_1002 | Brake Shoe | 100 | 0 | 0 | set/s
253 | Manila |  |  | EIC-PAR_1400 | Breaker, Circuit, 230/400V, C10, 2 Phase | 437.3 | 0 | 0 | pc/s
254 | Local |  |  | EIC-PAR_1441 | Breaker, Circuit, 230/400V, C30, Single Phase | 295 | 0 | 0 | pc/s
255 | Manila |  |  | EIC-PAR_1391 | Breaker, Circuit, 250A, 3 Pole, 36 kaic, 480 VAC | 7400 | 0 | 0 | pc/s
256 | Manila |  |  | EIC-PAR_1401 | Breaker, Circuit, 400V, 10 kaic, 3 Phase, 100AT | 865 | 0 | 0 | pc/s
257 | Local |  |  | EIC-PAR_1028 | Breaker, Circuit, 400V, 1C60N, 25A, 2 Phase | 0 | 0 | 0 | pc/s
258 | Local |  |  | EIC-PAR_1031 | Breaker, Circuit, 400V, C25, 2 Phase | 0 | -1 | 0 | pc/s
259 | Manila |  |  | EIC-PAR_1389 | Breaker, Circuit, 440V, 1250A, 3 Phase, 60Hz, 50kaic, 600V | 54575 | 0 | 0 | pc/s | WH - Rm1 | CENPRI
260 | Manila |  |  | EIC-PAR_1344 | Breaker, Circuit, Molded Case, 440V, 100A, 10 kaic | 2884 | 0 | 0 | pc/s | WH - Rm3 | CENPRI
261 | Local |  |  | EIC-PAR_1456 | Bridge Rectifier, KBPC3501 | 120 | 0 | 0 | pc/s | WH - Rm3 | CENPRI | Rack - A3
262 | Local |  |  | CON-HOU_1012 | Broom (Paypay) | 71.5 | 0 | 0 | pc/s
263 | Local |  |  | CON-HOU_1013 | Broom, Pad (Plastic Bristles) | 50 | 0 | 0 | pc/s
264 | Local |  |  | CON-HOU_1014 | Broom, Stick | 20 | 0 | 0 | pc/s
265 | Local |  |  | CON-CON_1249 | Brush, Circular, 6" | 180 | 0 | 0 | pc/s | WH - Rm3 | CENPRI
266 | Local |  |  | CON-EIC_1159 | Brush, Copper Fine | 26.5 | 0 | 0 | pc/s | WH - Rm3 | CENPRI
267 | Local |  |  | CON-CON_1069 | Brush, Cup, Crimped, M10 x 1.25mm, 3" | 49.75 | 0 | 0 | pc/s
268 | Local |  |  | CON-CON_1071 | Brush, Cup, Crimped, M14 x 2mm, 4" | 0 | 1 | 0 | pc/s
269 | Local |  |  | CON-CON_1073 | Brush, Cup, Crimped, M16 x 2mm, 4" | 0 | 4 | 0 | pc/s
270 | Local |  |  | CON-CON_1079 | Brush, Cup, Twisted, M14 x 2mm, 4" | 37.5 | 2 | 0 | pc/s
271 | Local |  |  | CON-HOU_1015 | Brush, Laundry | 21.75 | 3 | 0 | pc/s
272 | Local |  |  | TOO-HAN_1025 | Brush, Open Twist Tube Cleaning, Steel | 90 | 0 | 0 | pc/s | WH - Rm3 | CENPRI | Rack - E1
273 | Local |  |  | CON-CON_1081 | Brush, Paint, 1" | 3.322 | 0 | 0 | pc/s
274 | Local |  |  | CON-CON_1082 | Brush, Paint, 2" | 14.0891 | 7 | 0 | pc/s
275 | Local |  |  | CON-CON_1083 | Brush, Paint, 3" | 13 | 1 | 0 | pc/s
276 | Local |  |  | CON-CON_1084 | Brush, Paint, 4" | 31.2925 | 1 | 0 | pc/s
277 | Local |  |  | CON-CON_1085 | Brush, Roller 4", w/ Handle | 29.7031 | 0 | 0 | pc/s
278 | Local |  |  | CON-CON_1087 | Brush, Roller, Refill, 4" | 15.581 | 18 | 0 | pc/s
279 | Local |  |  | CON-HOU_1018 | Brush, Steel | 11.21 | -8 | 0 | pc/s
280 | Local |  |  | CON-HOU_1019 | Brush, Toilet, Big | 22.5 | 0 | 0 | pc/s
281 | Local |  |  | CON-HOU_1022 | Brush, Tube, Twisted, Nylon | 15.29 | 0 | 0 | pc/s
282 | Local |  |  | AUT-HEA_1009 | Bulb, Headlight, Halogen, 12V, 55W | 70 | 0 | 0 | pc/s | WH - Rm1 | CENPRI
283 | Local |  |  | CON-EIC_1197 | Bulb, Incandescent Vibration, 50 Watts, 220 Volts | 25 | 0 | 0 | pc/s | WH - Rm3 | CENPRI
284 | Local |  |  | CON-EIC_1115 | Bulb, Incandescent, Blue, 10 Watts, 220 Volts | 13.75 | 0 | 0 | pc/s | WH - Rm1 | CENPRI
285 | Local |  |  | CON-EIC_1113 | Bulb, Incandescent, Green, 10 Watts, 220 Volts | 13.75 | 0 | 0 | pc/s | WH - Rm1 | CENPRI
286 | Local |  |  | CON-EIC_1116 | Bulb, Incandescent, Orange, 10 Watts, 220 Volts | 13.75 | 0 | 0 | pc/s | WH - Rm1 | CENPRI
287 | Local |  |  | CON-EIC_1112 | Bulb, Incandescent, Red, 10 Watts, 220 Volts | 13.75 | 0 | 0 | pc/s | WH - Rm1 | CENPRI
288 | Local |  |  | CON-EIC_1114 | Bulb, Incandescent, Yellow, 10 Watts, 220 Volts | 13.75 | 0 | 0 | pc/s | WH - Rm1 | CENPRI
289 | Local |  |  | CON-EIC_1151 | Bulb, Infrared, Heat Lamp, 250W | 282 | 0 | 0 | pc/s
290 | Local |  |  | CON-EIC_1127 | Bulb, LED, 14 Watts, 220-240 Volts | 145.67 | 0 | 0 | pc/s | WH - Rm1 | CENPRI
291 | Local |  |  | CON-EIC_1104 | Bulb, LED, 1W, 60 Lumens, Green | 60 | 0 | 0 | pc/s | WH - Rm3 | CENPRI | Rack - E2
292 | Local |  |  | CON-EIC_1103 | Bulb, LED, 1W, 60 Lumens, Yellow | 60 | 0 | 0 | pc/s | WH - Rm3 | CENPRI | Rack - E2
293 | Local |  |  | CON-EIC_1158 | Bulb, LED, 35 Watts, 220-240 Volts | 522 | 0 | 0 | pc/s
294 | Local |  |  | CON-EIC_1090 | Bulb, LED, 3W | 83.75 | 0 | 0 | pc/s | WH - Rm3 | CENPRI | Rack - B2
295 | Local |  |  | CON-EIC_1186 | Bulb, LED, 45 Watts, 220-240 Volts | 845.5 | 0 | 0 | pc/s
296 | Local |  |  | CON-EIC_1217 | Bulb, LED, 6W | 92 | 0 | 0 | pc/s
297 | Local |  |  | CON-EIC_1128 | Bulb, LED, 7 Watts, 220-240 Volts | 80 | 0 | 0 | pc/s | WH - Rm1 | CENPRI
298 | Local |  |  | EIC-PAR_1423 | Bulb, Pilot, 5W, 125VAC | 70 | 0 | 0 | pc/s
299 | Local |  |  | EIC-PAR_1422 | Bulb, Pilot, 5W, 125VDC | 15 | 0 | 0 | pc/s
300 | Manila |  |  | EIC-PAR_1343 | Bus Differential & Breaker Failure Relay, SEL-487B | 786808.55 | 0 | 0 | unit/s | WH - Rm3 | CENPRI
301 | Local |  |  | ENG-SUL_1154 | Bush for Auxiliary Rocker Arm K 28014, K 28018 | 0 | 24 | 0 | pc/s | WH - Rm3 | CENPRI | Rack-5C(Sulzer)
302 | Local |  |  | ENG-SUL_1089 | Bush for Connecting Rod Shaft, K 34137 | 0 | 1 | 0 | pc/s | WH - Rm3 | CENPRI | Rack-10C(Sulzer)
303 | Local |  |  | ENG-SUL_1076 | Bush for Cooling Water Pump, K 73021 | 0 | 1 | 0 | pc/s | WH - Rm3 | CENPRI | Rack-10B(Sulzer)
304 | Local |  |  | ENG-SUL_1197 | Bush, For Governing Linkage, K 45031 | 0 | 26 | 0 | pc/s | WH - Rm3 | CENPRI | Rack-9B(Sulzer)
305 | Local |  |  | ENG-SUL_1216 | Bush, For Housing K 43161, K 43163 | 0 | 7 | 0 | pc/s | WH - Rm3 | CENPRI | Rack-9B(Sulzer)
306 | Local |  |  | ENG-SUL_1149 | Bush, For Main Rocker Arm K 28005, K 28008 | 0 | 24 | 0 | pc/s | WH - Rm3 | CENPRI | Rack-5C(Sulzer)
307 | Local |  |  | ENG-SUL_1199 | Bush, For Roller K 44104, K 44107 | 0 | 5 | 0 | pc/s | WH - Rm3 | CENPRI | Rack-9B(Sulzer)
308 | Local |  |  | ENG-SUL_1235 | Bush, For Roller K 55028, K 55016 | 0 | 20 | 0 | pc/s | WH - Rm3 | CENPRI | Rack-9C(Sulzer)
309 | Local |  |  | ENG-SUL_1141 | Bush, Insert, For Fuel Injection Valve, K 27107 | 0 | 37 | 0 | pc/s | WH - Rm3 | CENPRI | Rack-5B(Sulzer)
310 | Local |  |  | ENG-SUL_1304 | Bush. VTR 705 | 0 | 16 | 0 | pc/s | WH - Rm3 | CENPRI | Rack - L1
311 | Manila |  |  | EIC-PAR_1305 | Bushing Assembly, DB-10 / 4000, Rate Voltage: 10kV, Rated Current: 4000A | 0 | 0 | 0 | assy/s | WH - Rm3 | CENPRI
312 | Manila |  |  | AUX-PAR_1266 | Bushing, Adapter Reducer, Hydraulic Hose, Stainless, 1/2" NPT x 1/4" NPT, Material: SS304 | 395 | 0 | 0 | pc/s | WH - Rm3 | CENPRI | Rack - B4
313 | Local |  |  | CON-CON_1262 | Bushing, BI, 1-1/2" x 3/4", Threaded | 0 | 0 | 0 | pc/s |  | CENPRI
314 | Local |  |  | CON-CON_1269 | Bushing, BI, 1/2" x 3/4", Threaded | 0 | 0 | 0 | pc/s
315 | Local |  |  | CON-CON_1328 | Bushing, Coupling, BI, Inside Thread, 1" Dia. | 60 | 10 | 0 | pc/s
316 | Local |  |  | AUX-PAR_1198 | BUSHING, GI, 2" X 1" | 77 | 0 | 0 | pc/s | WH - Rm3 | CENPRI
317 | Local |  |  | AUX-PAR_1197 | Bushing, GI, 3" x 2" | 175 | 0 | 0 | pc/s | WH - Rm3 | CENPRI
318 | Local |  |  | ENG-COM_1035 | Bushing, Plastic, OD: 26 mm, ID: 15 mm, L: 11 mm, For Barring Gear Motor | 180 | 0 | 0 | pc/s | WH - Rm3 | CENPRI | Rack - E1
319 | Local |  |  | BUI-PIP_1290 | Bushing, Reducer, PVC, 4 Inches x 2 Inches | 35.275 | 4 | 0 | pc/s | WH - Rm3 | CENPRI | Rack - B1
320 | Manila |  |  | BUI-PIP_1322 | Bushing, Reducer, Stainless Steel, 3/8" x 1/2 " | 55 | 0 | 0 | pc/s | WH - Rm3 | CENPRI
321 | Local |  |  | CON-CHE_1069 | Butane | 99.975 | 0 | 0 | can/s | Chem - Stg | CENPRI
322 | Manila |  |  | BUI-MAT_1132 | Cable Clips, Wire Rope, Galvanized Heavy Duty, For 12mm Wire Rope | 65 | 0 | 0 | pc/s | WH - Rm3 | CENPRI | Rack - A4
323 | Manila |  |  | BUI-MAT_1131 | Cable Clips, Wire Rope, Galvanized Heavy Duty, For 9mm Wire Rope | 45 | 0 | 0 | pc/s | WH - Rm3 | CENPRI | Rack - A4
324 | Local |  |  | BUI-MAT_1161 | Cable Clips, Wire Rope, Ordinary, For 12mm Wire Rope | 27.75 | 0 | 0 | pc/s | WH - Rm1 | CENPRI
325 | Local |  |  | CON-EIC_1136 | Cable Duct 2" x 2" | 420 | 0 | 0 | lgth/s | WH - Rm1 | CENPRI
326 | Manila |  |  | EIC-PAR_1340 | Cable IDU/ODU No Connector 150M | 0 | 0 | 0 | pack/s | WH - Rm3 | CENPRI
327 | Local |  |  | EIC-PAR_1398 | Cable Tray, Ladder Type, Galvanized, Gauge 16, 300mm x 2438mm long w/ cover. | 8400 | 0 | 0 | pc/s
328 | Local |  |  | CON-SAF_1006 | Cable, Fire Alarm & Smoke Detector, #16 / 7(1.25mm2) | 2325 | 0 | 0 | roll/s | WH - Rm1 | CENPRI
329 | Manila |  |  | EIC-PAR_1356 | Cable, Grounding | 0 | 0 | 0 | mtr/s | WH - Rm3 | CENPRI
330 | Manila |  |  | EIC-PAR_1355 | Cable, LAN Ethernet | 0 | 0 | 0 | mtr/s | WH - Rm3 | CENPRI
331 | Local |  |  | FFE-SSE_1022 | Cable, LAN, Cat 5E, 305 mtrs/Box | 3383.3333 | 0 | 0 | box/s | WH - Rm3 | CENPRI | Rack - A4
332 | Manila |  |  | EIC-PAR_1357 | Cable, Power | 0 | 0 | 0 | mtr/s | WH - Rm3 | CENPRI
333 | Local |  |  | TOO-HAN_1066 | Cage Puller, Exhaust Valve | 1200 | 2 | 0 | pc/s
334 | Local |  |  | FFE-SSE_1021 | Camera, Bullet IP POE, 2mp, DS2CD1021-1 | 3030 | 0 | 0 | pc/s | WH - Rm3 | CENPRI | Rack - A1
335 | Local |  |  | FFE-SSE_1037 | Camera, Bullet Type, IP , 4mp, DS-2CD2043G0-1 | 4450 | 0 | 0 | pc/s | WH - Rm3 | CENPRI
336 | Local |  |  | FFE-SSE_1039 | Camera, Dome Type, IP , 2mp, 2.8mm, DS-2CD1123G0-1 | 3150 | 0 | 0 | pc/s | WH - Rm3 | CENPRI
337 | Manila |  |  | EIC-PAR_1460 | Camsco Ammeter, 0-20A(3" x 3"), Cat# L-CAM-MET-00043 | 0 | 0 | 0 | unit/s | WH - Rm3 | CENPRI
338 | Manila |  |  | EIC-PAR_1342 | Camsco Transformer, Current, 20/5A 600V, 15VA, Class 1 Cat# CCt-20(L-CAM-TRA-00017) | 0 | 0 | 0 | unit/s | WH - Rm3 | CENPRI
339 | Local |  |  | ENG-SUL_1205 | Camshaft Bearing Shell Halves, K 42601 | 0 | 22 | 0 | pair/s | WH - Rm3 | CENPRI | Rack-9B(Sulzer)
340 | Local |  |  | ENG-SUL_1322 | Cap Nut, VTR 39001 | 0 | 8 | 0 | pc/s | WH - Rm3 |  | Rack - L3
341 | Local |  |  | CON-EIC_1215 | Capacitor, 10uF, 35V | 2 | 0 | 0 | feet | WH - Rm3 | CENPRI | Rack - A3
342 | Local |  |  | CON-EIC_1210 | Capacitor, 5uF, 450V | 95 | 0 | 0 | pc/s
343 | Local |  |  | CON-EIC_1216 | Capacitor, 6uF, 500VAC, 50/60 Hz | 95 | 0 | 0 | pc/s | WH - Rm3 | CENPRI | Rack - C4
344 | Local |  |  | COM-POW_1007 | Carbide Bit, Three Pointed Shape, 3/8" | 1720 | 0 | 0 | pc/s | WH - Rm3 | CENPRI
345 | Local |  |  | COM-POW_1003 | Carbon Brush, CB 100A, For Makita Angle Grinder | 43 | 0 | 0 | pc/s | WH - Rm1 | CENPRI
346 | Local |  |  | ENG-SUL_1060 | Casing for Actuating Valve Rod, K 44138 | 0 | 8 | 0 | pc/s | WH - Rm3 | CENPRI | Rack-7D(Sulzer) | Beside Rack 7(Sulzer)
347 | Local |  |  | ENG-SUL_1318 | Caulking Wire for Turbo | 0 | 1 | 0 | roll/s | WH - Rm3 | CENPRI | Rack - L2
348 | Manila |  |  | CON-CHE_1073 | CBD-94 (456C), 210LT/DM, APC, CA | 301.07 | 75 | 0 | ltr/s | Chem - Stg | CENPRI
349 | Local |  |  | BUI-MAT_1023 | Cement | 129.9 | -20 | 0 | bag/s | WH - Bldg. | CENPRI
350 | Local |  |  | BUI-MAT_1177 | Cement, Premium | 213 | 0 | 0 | bag/s | WH - Bldg. | CENPRI
351 | Local |  |  | ENG-SUL_1305 | Centrifugal Dirt Oil Separator | 0 | 2 | 0 | pc/s | WH - Rm3 | CENPRI | Rack - L1
352 | Local |  |  | ENG-SUL_1308 | Centrifugal Dirt Oil Separator Sleeve Housing | 0 | 3 | 0 | pc/s | WH - Rm3 | CENPRI | Rack - L2
353 | Local |  |  | TOO-POW_1002 | Chain Block, 3 Tons | 8200 | 0 | 0 | unit/s | WH - Rm3 | CENPRI
354 | Local |  |  | FFE-SSE_1053 | Chain, Steel, 3/16-Dia | 64 | 0 | 0 | mtr/s
355 | Local |  |  | FFE-FUR_1001 | Chair, Swivel | 1900 | 0 | 0 | unit/s | WH - Rm1 | CENPRI
356 | Local |  |  | CON-CON_1088 | Chalkstone/ Soapstone | 2.555 | 20 | 0 | pc/s
357 | Local |  |  | BUI-MAT_1156 | Channel, C, 1/4 Inc Thickness(6mm) x 2 Inches x 4 Inches x 20 ft | 2789 | 0 | 0 | lgth/s | WH - Bldg. | CENPRI
358 | Local |  |  | BUI-MAT_1225 | Channel, C, 1/4" (6mm)Thick x 2" x 6" x 20 ft | 4490 | 0 | 0 | lgth/s
359 | Local |  |  | BUI-MAT_1086 | Channel, C, 6mmT x 2" x 6" x 20 ft | 5508 | -4 | 0 | lgth/s | WH - Bldg. | CENPRI
360 | Local |  |  | FFE-OFF_1018 | Charger, Laptop, 90W | 1590 | 0 | 0 | pc/s | WH - Rm1 | CENPRI
361 | Manila |  |  | CON-CHE_1072 | CHEM-AQUA 31155 (C777), 210LT/DM, APC, CA | 371.57 | 178 | 0 | ltr/s | Chem - Stg | CENPRI
362 | Manila |  |  | CON-CHE_1091 | CHEM-AQUA 777 (0424), 20LT/DM, APC, CA | 393.68 | 10 | 0 | ltr/s
363 | Manila |  |  | CON-CHE_1076 | CHEM-AQUA 999 (0376), 20LT/DM, APC, CA | 393.68 | 10 | 0 | ltr/s | Chem - Stg | CENPRI
364 | Manila |  |  | EIC-PAR_1387 | CISCO ISR 4400 Series IOS XE Universal | 0 | 0 | 0 | unit/s | WH - Rm3 | CENPRI
365 | Local |  |  | CON-EIC_1089 | Clamp, PVC, w/ Nail, 1/2" | 1.3625 | 0 | 0 | pc/s | WH - Rm3 | CENPRI | Rack - D2
366 | Local |  |  | CON-EIC_1141 | Clamp, PVC, w/ Nail, 3/4" | 2 | 0 | 0 | pc/s | WH - Rm3 | CENPRI
367 | Local |  |  | ENG-SUL_1224 | Clamping Piece, For Support K 81260, K 81184 | 0 | 4 | 0 | pc/s | WH - Rm3 | CENPRI | Rack-9C(Sulzer)
368 | Local |  |  | ENG-SUL_1231 | Clamping Ring, For Rack K 55006, K 55007 | 0 | 10 | 0 | pc/s | WH - Rm3 | CENPRI | Rack-9C(Sulzer)
369 | Local |  |  | CON-EIC_1028 | Cleaner, Contact | 207.5 | 0 | 0 | can/s
370 | Manila |  |  | CON-CHE_1020 | Cleaner, Stator Winding, Fast Dry | 1250 | 60 | 0 | ltr/s
371 | Manila |  |  | CON-CHE_1022 | Cleaner, Stator Winding, Slow Dry | 2500 | 16 | 0 | pail/s
372 | Local |  |  | CON-EIC_1146 | Clear, Baking Insulating Varnish | 2450 | 2 | 0 | gal/s | WH - Rm3 | CENPRI
373 | Local |  |  | CON-OFF_1011 | Clip Board, Wooden | 33.3333 | 0 | 0 | pc/s
374 | Local |  |  | EIC-PAR_1410 | Clip, Aligator | 28.75 | 0 | 0 | pc/s
375 | Local |  |  | CON-OFF_1012 | Clip, Binder, 1/2" | 13.5 | 0 | 0 | box/s
376 | Local |  |  | CON-OFF_1111 | Clip, Binder, 3/4" | 15 | 0 | 0 | box/s | WH - Rm1 | CENPRI
377 | Local |  |  | CON-OFF_1014 | Clip, Paper, 33mm | 5.3333 | 0 | 0 | box/s
378 | Local |  |  | CON-OFF_1015 | Clip, Paper, 50mm | 12.3333 | 0 | 0 | box/s
379 | Local |  |  | AUT-HEA_1008 | Clutch Operating Kit | 65 | 0 | 0 | set/s | WH - Rm1 | CENPRI
380 | Manila |  |  | AUX-PAR_1177 | Clutch Shoe, Set of Spare for Drive, Westfalia Separator, 0021-2983-950 | 1682.45 | 10 | 0 | pc/s | WH - Rm3 | CENPRI | Rack - D1
381 | Manila |  |  | EIC-PAR_1404 | Cold Shrink, EPDM Sheath Seal Kit | 2750 | 0 | 0 | Kit/s
382 | Manila |  |  | TOO-HAN_1083 | Combination Spanner / Obstruction Wrench, Chrome Vanadium, C-Type, 17 mm | 270 | 0 | 0 | pc/s | WH - Rm3 | CENPRI
383 | Manila |  |  | TOO-HAN_1082 | Combination Spanner / Obstruction Wrench, Chrome Vanadium, C-Type, 19 mm | 310 | 0 | 0 | pc/s | WH - Rm3 | CENPRI
384 | Local |  |  | TOO-HAN_1040 | Combination Wrench - 17mm | 98 | 0 | 0 | pc/s
385 | Local |  |  | TOO-HAN_1041 | Combination Wrench - 18mm | 108.5 | 0 | 0 | pc/s
386 | Local |  |  | TOO-HAN_1042 | Combination Wrench - 19mm | 119 | 0 | 0 | pc/s
387 | Local |  |  | TOO-HAN_1043 | Combination Wrench - 22mm | 171.5 | 0 | 0 | pc/s
388 | Local |  |  | TOO-HAN_1045 | Combination Wrench - 13mm | 72 | 0 | 0 | pc/s
389 | Local |  |  | TOO-HAN_1044 | Combination Wrench - 16mm | 174.75 | 0 | 0 | pc/s
390 | Local |  |  | TOO-HAN_1047 | Combination Wrench - 8mm | 53 | 0 | 0 | pc/s
391 | Local |  |  | AUX-PAR_1275 | Compensator/ Expansion Joint, Metal Bellows , Fabricated, ID: 265mm Dia., OD: 345mm Dia., Bolt center: 305mm Dia., Overall Length: 12mm, Flange thickness: 18mm, No. of Bolt Holes: 8-15mm Dia., Convolution: 4 Waves | 85120 | 1 | 0 | pc/s | WH - Rm3 | CENPRI
392 | Local |  |  | AUX-PAR_1276 | Compensator/ Expansion Joint, Metal Bellows , Fabricated, ID: 655mm Dia., ID: 850mm Dia., Thickness: 18mm, Belows: 1.0mm Thick, Convolution: 6 Waves | 222068 | 1 | 0 | pc/s | WH - Rm3 | CENPRI
393 | Local |  |  | CON-CON_1182 | Compound, Patching | 29 | 0 | 0 | kg/s | WH - Rm3 | CENPRI
394 | Local |  |  | CON-CHE_1023 | Compound, Silicon Carbide, Grade 6A, Grit 1000, Micro-Fine, 16oz. | 800 | 0 | 0 | can/s
395 | Local |  |  | EIC-PAR_1310 | Conduit Body, Rigid, Type LB, 1/2" dia. | 0 | 15 | 0 | pc/s | WH - Rm3 | CENPRI | Rack - A2
396 | Local |  |  | EIC-PAR_1111 | Conduit Body, Rigid, Type LL, 1/2" dia. | 0 | 2 | 0 | pc/s
397 | Local |  |  | EIC-PAR_1110 | Conduit Body, Rigid, Type LL, 1/2" dia. | 0 | 13 | 0 | pc/s
398 | Local |  |  | EIC-PAR_1459 | Conduit, LTFMC 1", Flexible Pipe | 134 | 0 | 0 | mtr/s | WH - Rm3 | CENPRI | Rack - A4
399 | Local |  |  | EIC-PAR_1458 | Conduit, LTFMC 1/2", Flexible Pipe | 62 | 0 | 0 | mtr/s | WH - Rm3 | CENPRI | Rack - A4
400 | Local |  |  | ENG-SUL_1189 | Conical Clamping Ring, Two Part, For the Exhaust Valve, PN 3446276190, K 27529 | 0 | 185 | 0 | pc/s | WH - Rm3 | CENPRI | Rack-6C(Sulzer)
401 | Local |  |  | ENG-SUL_1183 | Conical Clamping Ring, Two Part, For the Inlet Valve, PN 3424277622, K 27503 A | 0 | 32 | 0 | pc/s | WH - Rm3 | CENPRI | Rack-6C(Sulzer)
402 | Local |  |  | ENG-SUL_1184 | Conical Clamping Ring, Two Part, for the Inlet Valve, PN 3424277622, K 27503 B | 0 | 157 | 0 | pc/s | WH - Rm3 | CENPRI | Rack-6C(Sulzer)
403 | Local |  |  | ENG-SUL_1169 | Conical Cup For Clamping Piece, PN 3424236261, K 21006 | 0 | 34 | 0 | pc/s | WH - Rm3 | CENPRI | Rack-6B(Sulzer)
404 | Local |  |  | ENG-SUL_1078 | Connecting Piece for Valve Drive, K 44130 | 0 | 4 | 0 | pc/s | WH - Rm3 | CENPRI | Rack-10B(Sulzer)
405 | Local |  |  | ENG-SUL_1286 | Connecting Rod Bearing Housing | 0 | 2 | 0 | pc/s | CV 16 | CV Access Area Bay 1
406 | Local |  |  | ENG-SUL_1092 | Connecting Rod Shaft, K 33101 | 0 | 2 | 0 | pc/s | WH - Rm3 | CENPRI | Side Wall
407 | Local |  |  | ENG-SUL_1287 | Connecting Rod w/ Upper Ball Socket | 0 | 1 | 0 | pc/s | CV 10 | CV Access Area Bay 1
408 | Manila |  |  | EIC-PAR_1368 | Connector Kit N Type M&F 300 Type Cable | 0 | 0 | 0 | pc/s | WH - Rm3 | CENPRI
409 | Local |  |  | EIC-PAR_1243 | Connector, Copper Compression, Standard Barrel, 250 MCM, Yellow | 92.5 | 6 | 0 | pc/s | WH - Rm3 | CENPRI | Rack - A3
410 | Local |  |  | BUI-MAT_1223 | Connector, Female, 3/4" | 0 | 0 | 0 | pc/s
411 | Local |  |  | CON-EIC_1110 | Connector, for LED Rope Light | 60 | 0 | 0 | pc/s | WH - Rm1 | CENPRI
412 | Local |  |  | EIC-PAR_1256 | Connector, Grounding, Split Bolt, 1 AWG (Str) - 250 kcmil (Run & Tap) | 0 | 24 | 0 | pc/s | WH - Rm3 | CENPRI | Rack - A3
413 | Local |  |  | FFE-COM_1008 | Connector, Internet, RJ45 | 5.3333 | 0 | 0 | pc/s
414 | Local |  |  | BUI-MAT_1206 | Connector, Male, Pipe, HDPE, 1", Offer: ISO | 52 | 2 | 0 | pc/s
415 | Local |  |  | BUI-MAT_1205 | Connector, Pipe, HDPE, 1", Offer: ISO | 95 | 2 | 0 | pc/s
416 | Local |  |  | CON-EIC_1218 | Connector, PVC, 1/2" | 7 | 0 | 0 | pc/s
417 | Local |  |  | EIC-PAR_1049 | Connector, Straight, Rigid Conduit, LTFMC, 1" dia. | 0 | 59 | 0 | pc/s | WH - Rm3 | CENPRI | Rack - A3
418 | Local |  |  | EIC-PAR_1051 | Connector, Straight, Rigid Conduit, LTFMC, 1/2" dia. | 29.1 | 0 | 0 | pc/s
419 | Local |  |  | EIC-PAR_1052 | Connector, Straight, Rigid Conduit, LTFMC, 3/4" dia. | 42.25 | 0 | 0 | pc/s
420 | Manila |  |  | AUX-PAR_1024 | Connector, Tube, 1/2" x 3/8" | 600 | 10 | 0 | pc/s | WH - Rm3 | CENPRI | Rack - B3
421 | Manila |  |  | EIC-PAR_1430 | Contactor, Magnetic, 220VAC, 80A, AC-1 | 5280 | 0 | 0 | pc/s | WH - Rm3 | CENPRI | Rack - A4
422 | Manila |  |  | EIC-PAR_1424 | Control Easygen, 3200XT-P1, Part#:8440-2082 | 189498.67 | 0 | 0 | unit/s
423 | Local |  |  | EIC-PAR_1313 | Control Relay, Three-Phase Voltage, 380-480V | 2026 | 0 | 0 | unit/s | WH - Rm1 | CENPRI
424 | Local |  |  | ENG-SUL_1138 | Control Ring, For operating Piston, K 34121 | 0 | 9 | 0 | pc/s | WH - Rm3 | CENPRI | Rack-4D(Sulzer)
425 | Local |  |  | ENG-SUL_1136 | Control Spring for Operating Piston, K 34125 | 0 | 20 | 0 | pc/s | WH - Rm3 | CENPRI | Rack-4D(Sulzer)
426 | Manila |  |  | EIC-PAR_1421 | Controller, Temperature, Toho, TM 004-R-A | 6000 | 0 | 0 | pc/s
427 | Manila |  |  | EIC-PAR_1397 | Controller, Temperature, Toho, TM 004-R-AB | 6250 | 0 | 0 | pc/s
428 | Local |  |  | ENG-SUL_1289 | Cooler Plate (Jacket Water Cooler) | 0 | 45 | 0 | pc/s | WH - Rm3 | CENPRI
429 | Local |  |  | ENG-COM_1013 | Copper, Packing, Slotted, Cyl. Head, Exhaust | 0 | 13 | 0 | pc/s | WH - Rm3 | CENPRI | Rack - J2
430 | Local |  |  | CON-MED_1025 | Cotton Balls (300s) | 37.5 | 0 | 0 | pack/s
431 | Local |  |  | ENG-SUL_1052 | Counter Ring for Cooling Water Pump, K 73026 | 0 | 10 | 0 | pc/s | WH - Rm3 | CENPRI | Rack-10B(Sulzer)
432 | Manila |  |  | EIC-PAR_1364 | Coupler Assy Eclipse 7 GHZ V & H Polarization | 0 | 0 | 0 | pc/s | WH - Rm3 | CENPRI
433 | Local |  |  | ENG-COM_1038 | Coupler, Quick Connect, 3/8, Ball Type, Male & Female, 700Bars, 10,000PSI, Brand: CEJN Sweden | 4600 | 0 | 0 | pc/s
434 | Manila |  |  | BUI-PIP_1323 | Coupling 1/2" NPT, Sched 40 | 35 | 0 | 0 | pc/s | WH - Rm3 | CENPRI
435 | Local |  |  | AUX-PAR_1273 | Coupling For Jacket Water, Expansion Line, Fabricated | 0 | 30 | 0 | pc/s
436 | Local |  |  | AUX-PAR_1272 | Coupling For Jacket Water, Pipe Vent Pipe, Fabricated | 0 | 30 | 0 | pc/s
437 | Local |  |  | ENG-SUL_1248 | Coupling Piece, For Cylinder Lubricating Pump K 72101, K 72103 | 0 | 4 | 0 | pc/s | WH - Rm3 | CENPRI | Rack-10C(Sulzer)
438 | Local |  |  | BUI-PIP_1333 | Coupling, 1/2" IPS HDPE Compression x 1/2" PVC Compression Transition | 72 | 0 | 0 | pc/s
439 | Local |  |  | BUI-MAT_1222 | Coupling, Adaptor, 3/4" | 0 | 0 | 0 | pc/s
440 | Local |  |  | BUI-PIP_1310 | Coupling, BI, 3/4" | 0 | 2 | 0 |  | WH - Rm3 | CENPRI | Rack - F1
441 | Local |  |  | BUI-PIP_1311 | Coupling, France, 3/4" | 0 | 0 | 0 | pc/s | WH - Rm3 | CENPRI
442 | Local |  |  | BUI-PIP_1285 | Coupling, GI, 1" | 44.1667 | 7 | 0 | pc/s | WH - Rm3 | CENPRI | Rack - D2
443 | Local |  |  | BUI-PIP_1068 | Coupling, GI, 1/2" | 4.75 | 0 | 0 | pc/s
444 | Local |  |  | AUX-PAR_1209 | Coupling, HFO Circulating Pump and Motor, Fabricated, (2pcs/pair) | 15000 | 0 | 0 | pair/s
445 | Manila |  |  | AUX-PAR_1267 | Coupling, Hose Fitting, Stainless, 3/4" NPT, Material: SS304 | 1160 | 0 | 0 | pc/s | WH - Rm3 | CENPRI | Rack - B4
446 | Local |  |  | BUI-PIP_1293 | Coupling, PVC, 1/2 Inches | 3.5 | 0 | 0 | pc/s | WH - Rm3 | CENPRI | Rack - B1
447 | Local |  |  | BUI-PIP_1339 | Coupling, PVC, 1/2", Plain | 4 | 15 | 0 | pc/s
448 | Local |  |  | BUI-PIP_1076 | Coupling, PVC, 4" | 27.5 | 17 | 0 | pc/s | WH - Rm3 | CENPRI
449 | Local |  |  | BUI-PIP_1327 | Coupling, PVC, 6", Series 900 | 0 | 3 | 0 | pc/s | WH - Bldg. | CENPRI
450 | Local |  |  | BUI-PIP_1340 | Coupling, Reducer, PVC, 1" x 3/4" | 12 | 1 | 0 | pc/s
451 | Local |  |  | BUI-PIP_1335 | Coupling, Reducer, PVC, 3/4" x 1/2" | 7.5 | 1 | 0 | pc/s
452 | Local |  |  | EIC-PAR_1065 | Coupling, Rigid Steel Conduit, 1-1/2" | 19.5 | 0 | 0 | pc/s
453 | Local |  |  | AUX-PAR_1205 | Coupling, Rubber Bushing, OD-33mm x ID-16mm x L-21mm | 80 | 0 | 0 | pc/s
454 | Local |  |  | AUX-PAR_1206 | Coupling, Rubber Bushing, OD-39.5mm x ID-22mm x L-22mm | 150 | 0 | 0 | pc/s
455 | Local |  |  | AUX-PAR_1154 | Coupling, Spider, Big, 3" dia, (Fabricated) | 0 | 5 | 0 | pc/s | WH - Rm3 | CENPRI | Rack - F2
456 | Local |  |  | BUI-PIP_1303 | Coupling, UPVC, 1" Dia | 8 | 0 | 0 | pc/s | WH - Rm3 | CENPRI
457 | Manila |  |  | EIC-PAR_1382 | Cover for Empty 2nd Power Supply Slot on CISCO ISR 4400 | 0 | 0 | 0 | unit/s | WH - Rm3 | CENPRI
458 | Local |  |  | ENG-SUL_1329 | Cover of Oil Pan Studbolt | 0 | 57 | 0 | pc/s | WH - Rm3 | CENPRI |  | Beside Rack 2-Sulzer
459 | Local |  |  | ENG-SUL_1297 | Cover Plate, VTR 401 / 23001 | 0 | 20 | 0 | pc/s | WH - Rm3 | CENPRI
460 | Local |  |  | ENG-SUL_1296 | Cover Ring (Shroud Ring) w/ Noozle, VTR 30425-2P | 0 | 2 | 0 | set/s | WH - Rm3 | CENPRI
461 | Manila |  |  | FFE-PPE_1030 | Coverall, Ultitec 4000, 5 CE, Yellow, Large | 675 | 0 | 0 | pc/s | WH - Rm3 | CENPRI
462 | Manila |  |  | CON-CHE_1039 | Crack Detector, Cleaner, Spotcheck, SKC-S Aerosol | 272 | 12 | 0 | can/s
463 | Manila |  |  | CON-CHE_1040 | Crack Detector, Developer, Spotcheck, SKD-S2 | 446.6667 | 4 | 0 | can/s
464 | Manila |  |  | CON-CHE_1041 | Crack Detector, Penetrant, Spotcheck, SKL-SP2 | 446.6667 | 2 | 0 | can/s
465 | Manila |  |  | AUX-PAR_1176 | Cushion, Rubber Metal, Westfalia Separator, 2048-1074-000 | 4693.15 | 2 | 0 | pc/s | WH - Rm3 | CENPRI | Rack - D1
466 | Local |  |  | CON-OFF_1124 | Cutter, Big | 10 | 0 | 0 | pc/s | WH - Rm1 | CENPRI
467 | Local |  |  | CON-OFF_1125 | Cutter, Small | 7 | 0 | 0 | pc/s | WH - Rm1 | CENPRI
468 | Local |  |  | FFE-OFF_1025 | Cutting Mat, PVC, A4 | 125 | 0 | 0 | pc/s | WH - Rm1 | CENPRI
469 | Local |  |  | CON-CON_1198 | Cutting Tip Cleaner | 150 | 0 | 0 | set/s | WH - Rm3 | CENPRI | Rack - D2
470 | Local |  |  | ENG-SUL_1270 | Cylinder Head (CH 2027, 2015, 2030, 2006, 2041, 2004), K 27000, K 27100 | 0 | 6 | 0 | pc/s | WH - Extn B | CENPRI
471 | Local |  |  | ENG-SUL_1271 | Cylinder Head Body | 0 | 1 | 0 | unit/s | WH - Extn B | CENPRI
472 | Local |  |  | ENG-SUL_1272 | Cylinder Head Cover | 0 | 2 | 0 | unit/s | WH - Extn B | CENPRI
473 | Local |  |  | ENG-SUL_1273 | Cylinder Liner, K 21401 | 0 | 22 | 0 | unit/s | WH - Extn B | CENPRI
474 | Manila |  |  | ENG-SUL_1015 | Cylinder Pin for Nozzle Holder, K 27202 | 0 | 12 | 0 | pc/s | WH - Rm3 | CENPRI
475 | Manila |  |  | EIC-PAR_1337 | DAC GE3 Gigabit Ethernet Switch Card | 0 | 0 | 0 | pc/s | WH - Rm3 | CENPRI
476 | Manila |  |  | EIC-PAR_1388 | DC Power Supply (Secondary PS) for CISCO ISR 4430 | 0 | 0 | 0 | unit/s | WH - Rm3 | CENPRI
477 | Manila |  |  | EIC-PAR_1380 | DC Power Supply for CISCO ISR 4430 | 0 | 0 | 0 | unit/s | WH - Rm3 | CENPRI
478 | Local |  |  | CON-CHE_1081 | Degreaser, Heavy Duty, Griz Off | 444 | 0 | 0 | gal/s
479 | Local |  |  | FFE-OFF_1026 | Desktop Computer, Specs: Casing With PSU, i3-7100, H110 Motherboard, 4GB Ram DDR4, 500GB HDD, a4tech Mouse With SN:PH1810035182 Model:OP-720, a4tech KeyBoard with SN:PH1810034745 Model:KRS-83 | 14780 | 0 | 0 | set/s | WH - Rm1 | CENPRI
480 | Local |  |  | CON-HOU_1024 | Detergent Powder | 85.25 | 0 | 0 | pack/s
481 | Manila |  |  | TOO-HAN_1075 | Die Stock older for M27 x 1.5 Pitch | 780 | 0 | 0 | pc/s | WH - Rm1 | CENPRI
482 | Local |  |  | CON-FUE_1003 | Diesel | 39.2847 | -15 | 0 | ltr/s
483 | Local |  |  | CON-SAF_1008 | Diesel Tank Sign, 3M Reflectorized Sticker, 500mm x 500mm | 800 | 0 | 0 | pc/s | WH - Rm1 | CENPRI
484 | Local |  |  | ENG-SUL_1290 | Diffuser, 25-2P | 0 | 5 | 0 | pc/s | WH - Rm3 | CENPRI
485 | Manila |  |  | FFE-TES_1007 | DIGI-Combined Kit: Water, TBN, Salt Viscosity, Includes: Reagent A 2 Bottles, Reagent H 1 Bottle, Reagent C 1 Bottle, Injekt-F(0.1 to 1 ml)10 pcs, Injekt(1 to 6 ml) 3 pcs, Injekt(2 to 12 ml) 3 pcs, Stirrer 1 pc, Paste-Easyship Water In Oil Test Reagent 50 | 165000 | 0 | 0 | unit/s |  | CENPRI
486 | Manila |  |  | EIC-PAR_1396 | Digital Input Module DI524, 32 DI, 24V DC, 1-Wire | 35000 | 0 | 0 | unit/s
487 | Manila |  |  | EIC-PAR_1292 | Diode, Standard, Forward Polarity, 1400 V, 150 AMP, Stud Mount Type, 1/4" - 28 x 3/8" | 0 | 2 | 0 | pc/s | WH - Rm3 | CENPRI | Rack - A1
488 | Manila |  |  | EIC-PAR_1291 | Diode, Standard, Reverse Polarity, 1400 V, 150 AMP, Stud Mount Type, 1/4" - 28 x 3/8" | 0 | 2 | 0 | pc/s | WH - Rm3 | CENPRI | Rack - A1
489 | Manila |  |  | EIC-PAR_1452 | Diode, Vishay 50V 1A, 2 Pin, Single Diode Configuration, Mounting Type: Through Hole, Package Type: DO-204AL, Technology: Silicon Junction, Dimension: 5.2(L) x 2.7(W) x x2.7mm(H), Operating Junction Temperature: -50 to +150 Deg C, Part No.: 1N4001-E3/54 | 10.29 | 0 | 0 | pc/s | WH - Rm3 | CENPRI | Rack - A3
490 | Local |  |  | CON-CON_1007 | Disc, Cutting, 12" | 52 | 5 | 0 | pc/s
491 | Local |  |  | CON-CON_1193 | Disc, Cutting, 14" | 114.5 | 1 | 0 | pc/s | WH - Rm3 | CENPRI | Rack - F2
492 | Local |  |  | CON-CON_1008 | Disc, Cutting, 4" x 3/32" x 5/8" | 67.7288 | 33 | 0 | pc/s
493 | Local |  |  | CON-CON_1266 | Disc, Cutting, 4" x 1/4" x 5/8" | 44.9433 | 10 | 0 | pc/s | WH - Rm3 | CENPRI
494 | Local |  |  | CON-CON_1009 | Disc, Cutting, 7" | 78 | 0 | 0 | pc/s
495 | Local |  |  | CON-CON_1259 | Disc, Cutting, Super Thin, 4" x 0.040" x 5/8" | 19.4429 | 5 | 0 | pc/s | WH - Rm3 | CENPRI
496 | Local |  |  | CON-CON_1010 | Disc, Grinding, 4" x 1/4" x 5/8" | 64.8208 | 36 | 0 | pc/s | WH - Rm3 | CENPRI | Rack - C2
497 | Local |  |  | CON-CON_1205 | Disc, Pencil Grinding, Cone Type, Ceramic, 1" dia x 3/8", | 31.5 | 0 | 0 | pc/s | WH - Rm3 | CENPRI
498 | Manila |  |  | EIC-PAR_1449 | Disconnector Male, V2-7B | 2.1 | 0 | 0 | pc/s | WH - Rm3 | CENPRI | Rack - A3
499 | Local |  |  | FFE-OFF_1024 | Dispenser, Tape | 100 | 0 | 0 | pc/s | WH - Rm1 | CENPRI
500 | Local |  |  | FFE-OFF_1029 | Dispenser, Tape, Packaging | 90 | 0 | 0 | pc/s |  | CENPRI
501 | Manila |  |  | CON-CHE_1083 | Dispersant, Oil Spill, (Hydron 200, Zeakleen Bioremediator) | 3200 | 0 | 0 | pail/s |  | CENPRI
502 | Local |  |  | ENG-SUL_1157 | Distance Piece For Indicator Valve, K 27753 / K 27018 | 0 | 6 | 0 | pc/s | WH - Rm3 | CENPRI | Rack-5C(Sulzer)
503 | Manila |  |  | EIC-PAR_1354 | Distribution Circuit Breaker 19" Panel | 0 | 0 | 0 | pc/s | WH - Rm3 | CENPRI
504 | Local |  |  | _6376 | DM Pamasko Pack - Filipino | 0 | 0 | 0 | box/s | WH - Rm1 | CENPRI
505 | Manila |  |  | CON-EIC_1167 | Dolphs, CO-1060, Brush on Epoxy Resin Kit, (2 parts) | 4725 | 0 | 0 | Kit/s
506 | Manila |  |  | CON-EIC_1213 | Dolphs, CO-1119, Catalyzed Epoxy Resin | 37050 | 0 | 0 | gal/s
507 | Local |  |  | BUI-MAT_1027 | Door, Flush, With Lipping, 2100mm Width, 700mm Height, 40mm Thickness | 0 | 1 | 0 | pc/s | WH - Rm3 | CENPRI
508 | Local |  |  | ENG-SUL_1243 | Dowel Pin, For Connecting Rod, K 33205 | 0 | 42 | 0 | pc/s | WH - Rm3 | CENPRI | Rack-9D(Sulzer)
509 | Local |  |  | BUI-MAT_1213 | Drawer Slide, Base Mount, 20" Long | 88 | 0 | 0 | set/s
510 | Local |  |  | CON-CON_1290 | Drill Bit , 1/16" / (1.5875mm) | 25 | 0 | 0 | pc/s
511 | Local |  |  | CON-CON_1016 | Drill Bit , 5/16", 8mm | 94.675 | 0 | 0 | pc/s
512 | Local |  |  | CON-EIC_1122 | Drill Bit, 1/4" | 58.3333 | 0 | 0 | pc/s | WH - Rm1 | CENPRI
513 | Local |  |  | CON-EIC_1121 | Drill Bit, 1/8" | 49.4583 | 0 | 0 | pc/s | WH - Rm1 | CENPRI
514 | Local |  |  | CON-CON_1216 | Drill Bit, 3/16 Inch Diameter | 71.9 | 0 | 0 | pc/s | WH - Rm3 | CENPRI | Rack - E2
515 | Local |  |  | CON-CON_1235 | Drill Bit, 5/32" | 44.5 | 6 | 0 | pc/s | WH - Rm3 | CENPRI
516 | Local |  |  | CON-CON_1305 | Drill bit, Concrete, 6.5mm | 83.3 | 0 | 0 | pc/s
517 | Local |  |  | CON-CON_1287 | Drill Bit, Masonry, 1/2" (12mm) | 156 | 1 | 0 | pc/s
518 | Local |  |  | CON-CON_1231 | Drill Bit, Masonry, 1/4" | 67 | 0 | 0 | pc/s | WH - Rm3 | CENPRI
519 | Local |  |  | CON-CON_1232 | Drill Bit, Masonry, 3/16" | 88 | 0 | 0 | pc/s | WH - Rm3 | CENPRI
520 | Local |  |  | CON-CON_1288 | Drill Bit, Masonry, 3/8" | 75 | 0 | 0 | pc/s
521 | Local |  |  | CON-CON_1319 | Drill Bit, Masonry, 5/16" (8mm) | 51 | 1 | 0 | pc/s
522 | Local |  |  | CON-CON_1286 | Drill Bit, Metal, 14.2875mm (9/16") | 1312 | 0 | 0 | pc/s
523 | Local |  |  | CON-CON_1223 | Drill Bit, Metal, 14mm | 1235 | 0 | 0 | pc/s | WH - Rm3 | CENPRI
524 | Manila |  |  | CON-CON_1212 | Drill Bit, Metal, Tapered Shank, 22 mm | 2384 | 0 | 0 | pc/s | WH - Rm3 | CENPRI | Rack - E1
525 | Local |  |  | TOO-POW_1007 | Drill Electric, Hammer Type, 16mm / 5/8", Makita, Model: M0801M | 2500 | 0 | 0 | unit/s
526 | Local |  |  | TOO-POW_1006 | Drill, Impact, with accessories (meter tape, sockets, level bar, drill bits, metal hammer, allen screw, cutter knife) | 2790 | 1 | 0 | set/s
527 | Manila |  |  | AUX-PAR_1232 | Drive Belt, Set of Spare For Drive, Westfalia Separator, 0021-2943-890 | 0 | 2 | 0 | pc/s | WH - Rm3 | CENPRI
528 | Local |  |  | ENG-SUL_1198 | DU-Bush, For Housing K 46101, K 46103 | 0 | 37 | 0 | pc/s | WH - Rm3 | CENPRI | Rack-9B(Sulzer)
529 | Local |  |  | CON-HOU_1025 | Dustpan | 47.5 | 0 | 0 | pc/s
530 | Local |  |  | FFE-PPE_1003 | Ear Plugs | 47.5 | 0 | 0 | pc/s
531 | Manila |  |  | FFE-COM_1016 | Ear Set With Mic & PTT for SMP468, Motorola Mag-One PMLN 4442 | 0 | 1 | 0 | set/s | WH - Rm3 | CENPRI
532 | Manila |  |  | CON-CHE_1089 | Easyship Water in Oil Reagent Pack, Reagent A & 50pcs | 16690.94 | 0 | 0 | pack/s
533 | Manila |  |  | EIC-PAR_1336 | Eclipse DAC16XE1/DS1 V2 | 0 | 0 | 0 | pc/s | WH - Rm3 | CENPRI
534 | Manila |  |  | EIC-PAR_1362 | Eclipse Flexible Waveguide 7.125 - 8.5GHZ 900mm PDR 84 Flanges | 0 | 0 | 0 | pc/s | WH - Rm3 | CENPRI
535 | Manila |  |  | EIC-PAR_1334 | Eclipse Intelligent Node Unit 2RU INC IDCE Fan High Output | 0 | 0 | 0 | pc/s | WH - Rm3 | CENPRI
536 | Manila |  |  | EIC-PAR_1381 | Eco Friendly Green Option | 0 | 0 | 0 | lot/s | WH - Rm3 | CENPRI
537 | Local |  |  | ENG-SUL_1090 | Elbow for Air Branch, K 67002 | 0 | 2 | 0 | pc/s | WH - Rm3 | CENPRI | Rack-7D(Sulzer)
538 | Local |  |  | BUI-PIP_1100 | Elbow, BI, 45deg, 2" | 0 | 0 | 0 | pc/s
539 | Local |  |  | BUI-PIP_1104 | Elbow, BI, 90deg, 1" | 20 | 0 | 0 | pc/s
540 | Local |  |  | BUI-PIP_1321 | Elbow, BI, 90deg, 1/2", MxF | 55 | 0 | 0 | pc/s
541 | Local |  |  | BUI-PIP_1107 | Elbow, BI, 90deg, 2" | 30 | 0 | 0 | pc/s
542 | Local |  |  | BUI-MAT_1187 | Elbow, BI, 90deg, 3/4" | 0 | 0 | 0 | pc/s
543 | Local |  |  | BUI-PIP_1316 | Elbow, GI, 90deg, 1", ST (M x F), Heavy Duty | 40 | 0 | 0 | pc/s
544 | Local |  |  | BUI-PIP_1116 | Elbow, GI, 90deg, 1/2" | 14 | 0 | 0 | pc/s
545 | Local |  |  | BUI-PIP_1315 | Elbow, GI, 90deg, 1/2", ST (M x F), Heavy Duty | 17.6 | 0 | 0 | pc/s
546 | Local |  |  | BUI-PIP_1353 | Elbow, GI, 90deg, 3", Short Radius, Female Threaded, | 450 | 0 | 0 | pc/s
547 | Local |  |  | BUI-PIP_1286 | Elbow, PVC, 45 deg, 2" | 21.5 | 0 | 0 | pc/s | WH - Rm3 | CENPRI | Rack - C1
548 | Local |  |  | BUI-PIP_1122 | Elbow, PVC, 45deg, 4" | 11 | 0 | 0 | pc/s | WH - Rm3 | CENPRI | Wall
549 | Local |  |  | BUI-PIP_1125 | Elbow, PVC, 90deg, 1/2" | 3.6667 | 28 | 0 | pc/s
550 | Local |  |  | BUI-PIP_1126 | Elbow, PVC, 90deg, 2" | 3.6667 | 17 | 0 | pc/s
551 | Local |  |  | BUI-PIP_1128 | Elbow, PVC, 90deg, 4" | 41 | 4 | 0 | pc/s
552 | Local |  |  | BUI-PIP_1351 | Elbow, PVC, Class 150, Gray, 90deg, 3"-Dia. | 2150 | 0 | 0 | pc/s
553 | Local |  |  | CON-EIC_1144 | Elbow, PVC, Electrical Conduit, 3/4" | 7.5 | 7 | 0 | pc/s | WH - Rm3 | CENPRI
554 | Local |  |  | CON-EIC_1143 | Elbow, PVC, Electrical Conduit, Short, 1/2" | 8.25 | 0 | 0 | pc/s | WH - Rm3 | CENPRI
555 | Local |  |  | BUI-MAT_1094 | Elbow, Threaded, PVC, 90 deg x 1/2" dia. | 8.8333 | 6 | 0 | pc/s | WH - Rm3 | CENPRI | Rack - E3
556 | Local |  |  | CON-EIC_1189 | Elbow, UPVC, 90deg, 4", Long Barrel | 650 | 3 | 0 | pc/s
557 | Local |  |  | BUI-PIP_1273 | Elbow, UPVC, Threaded, 3/4" | 6 | 2 | 0 | pc/s | WH - Rm3 | CENPRI | Wall
558 | Local |  |  | CON-CON_1025 | Electrode, Tungsten, 2.4mm, WT20 | 130 | 15 | 0 | pc/s
559 | Local |  |  | CON-CON_1028 | Electrode, Welding, 1/8" x E6011 | 281.65 | 0 | 0 | kg/s | WH - Rm3 | CENPRI | Rack - H4
560 | Local |  |  | CON-CON_1029 | Electrode, Welding, 1/8" x E6013 | 40.5455 | 30 | 0 | kg/s | WH - Rm3 | CENPRI | Rack - H4
561 | Local |  |  | CON-CON_1030 | Electrode, Welding, 1/8" x E7018 | 651 | 0 | 0 | kg/s
562 | Manila |  |  | CON-EIC_1187 | Electrode, Welding, N-Ag 5R, 1.6mm, Ag-5; Cu-89; P-6 | 5990 | 0 | 0 | kg/s
563 | Local |  |  | CON-CON_1033 | Electrode, Welding, SS 308, 2.5mm | 160 | 0 | 0 | kg/s
564 | Local |  |  | FFE-SSE_1018 | Emergency Light, Automatic, Rechargeable, LED, Swivel Bead, 220 VAC | 1500 | 0 | 0 | unit/s | WH - Rm1 | CENPRI
565 | Local |  |  | EIC-PAR_1429 | Emergency Stop Bottom | 120 | 0 | 0 | pc/s
566 | Manila |  |  | CON-CON_1093 | Emery Cloth, # 600, Aluminum Oxide, TJ113 ( JB-5 ) | 52.4033 | 46 | 0 | mtr/s
567 | Manila |  |  | _6387 | Emission Test Report | 0 | 0 | 0 | set/s | WH - Rm1 | CENPRI
568 | Manila |  |  | EIC-PAR_1323 | Enclosure Cabinet 800 x 600 x 42RU for MWR System | 98000 | 0 | 0 | unit/s | WH - Bldg. | CENPRI
569 | Local |  |  | TOO-HAN_1033 | Engine Cleaning Gun / Spray Gun, Long Nozzle | 487.5 | 0 | 0 | pc/s |  | CENPRI
570 | Local |  |  | ENG-SUL_1065 | Engine Driven Injector Cooling Pump | 0 | 1 | 0 | pc/s | WH - Rm3 | CENPRI | Side Wall
571 | Local |  |  | CON-OFF_1102 | Envelope, Long, Brown | 2 | 0 | 0 | pc/s | WH - Rm3 | CENPRI | Rack - A3
572 | Local |  |  | CON-OFF_1103 | Envelope, Short, Brown | 1.5 | 0 | 0 | pc/s | WH - Rm3 | CENPRI | Rack - A3
573 | Manila |  |  | AUX-PAR_1203 | EPC41 Card, Good Condition | 197000 | 1 | 0 | unit/s | WH - Rm3 | CENPRI
574 | Manila |  |  | CON-EIC_1155 | Epoxy Kit | 70500 | 0 | 0 | set/s
575 | Local |  |  | BUI-MAT_1137 | Equalizer Plates With 7 Bolts Holes | 13500 | 0 | 0 | assy/s | WH - Rm1 | CENPRI
576 | Local |  |  | FFE-TES_1009 | Equipment Case, Plastic With Infused Fiberglass, TSU-1 Resin IP67: Waterproof, Dustproof & Schockproof With pick & Pluck Foam, Weight: 2.3 kg, Interior Length 421 mm, Interior Width 292 mm, Interior Depth 139 mm, Exterior Length 450 mm, Exterior Width 350 | 4043 | 0 | 0 | unit/s | WH - Rm1 | CENPRI
577 | Local |  |  | CON-OFF_1027 | Eraser, Pencil | 4 | 0 | 0 | pc/s
578 | Manila |  |  | CON-EIC_1132 | Exothermic Powder KW150 | 379.07 | 6 | 0 | pc/s | WH - Rm1 | CENPRI
579 | Local |  |  | ENG-SUL_1058 | Expansion Piece 11 Corrugations, K 81139 | 0 | 6 | 0 | pc/s | WH - Rm3 |  | Rack-8A(Sulzer)
580 | Local |  |  | ENG-SUL_1057 | Expansion Piece 9 Corrugations, K 81137 | 0 | 27 | 0 | pc/s | WH - Rm3 | CENPRI | Rack-8C(Sulzer)
581 | Local |  |  | ENG-SUL_1056 | Expansion Piece for Exhaust Piping -10 Corrugations, K 81138 | 0 | 4 | 0 | pc/s | WH - Rm3 | CENPRI | Rack-8D(Sulzer)
582 | Local |  |  | TOO-HAN_1088 | Extension Handle, 3/8" x 3"-Long | 179 | 0 | 0 | pc/s
583 | Local |  |  | FFE-OFF_1032 | External HDD, 1TB, Seagate, SN#:0000026770/36564 | 2950 | 0 | 0 | pc/s
584 | Manila |  |  | FFE-PPE_1022 | Faceshield, Polycarbonate Plastic (to be attach to Blue Eagle Helmet) | 210 | 0 | 0 | pc/s
585 | Local |  |  | EIC-PAR_1440 | Fan, Motor Blade | 225 | 0 | 0 | pc/s
586 | Local |  |  | CON-OFF_1032 | Fastener, Paper, Plastic | 17.6667 | 0 | 0 | box/s | WH - Rm1 | CENPRI
587 | Local |  |  | CON-CON_1325 | Faucet, Basin | 284.5 | 0 | 0 | set/s | WH - Rm3 | CENPRI | Rack - C3
588 | Local |  |  | CON-CON_1227 | Faucet, Tap Water | 216 | 1 | 0 | pc/s | WH - Rm1 | CENPRI
589 | Local |  |  | CON-CON_1224 | Faucet, Urinal | 1180 | 1 | 0 | pc/s | WH - Rm1 | CENPRI
590 | Local |  |  | CON-CON_6382 | Faucet, Water, Brass, 1/2" | 147.5 | 0 | 0 | pc/s | WH - Rm3 | CENPRI | Rack - A4
591 | Local |  |  | CON-HOU_1065 | Feather Duster | 75 | 0 | 0 | pc/s
592 | Manila |  |  | AUX-PAR_1193 | Feed Pump,Chemical, 1.40lph at 16 Bars(232psi), 1-phase, 100-230 V, 50/60 Hz, 13 Watts, IP 66, Class F Insulation, With Accessories: Foot Valve W/Strainer, Injection Valve PVC, 5 Meters PE Tubing 6mm x 4mm, 2 Meters Soft PVC Tubing 6mm x 4mm | 40200 | 1 | 0 | unit/s | WH - Rm1 | CENPRI
593 | Manila |  |  | CON-EIC_1165 | Fiber Blanket, Ceramic, Max Temp-1260deg, Density:128kgs/m3, (25mm x 0.6m x 7.2m) | 2620 | 0 | 0 | roll/s
594 | Local |  |  | BUI-MAT_1195 | Fiberglass Skylight, 0.5mm x 1.220mtrs x 4.0mtrs | 6800 | 0 | 0 | sht/s
595 | Local |  |  | FFE-OFF_1017 | File Rack, Table, 3 Layers, Stainless | 640 | 0 | 0 | unit/s | WH - Rm1 | CENPRI
596 | Local |  |  | TOO-HAN_1065 | File, Half Round, Fine, 10" | 670 | 0 | 0 | pc/s | WH - Rm3 | CENPRI
597 | Local |  |  | CON-CON_1094 | Filler Rod, Bronze, 1/8" | 11.3333 | 0 | 0 | kg/s
598 | Local |  |  | CON-CON_1228 | Filler Rod, Silver | 18 | 0 | 0 | pc/s | WH - Rm1 | CENPRI
599 | Local |  |  | BUI-PIP_1135 | Filter, Cartridge, PP Sediment, 20 Micron | 66.6667 | 58 | 0 | pc/s | WH - Rm3 | CENPRI | Rack - I1
600 | Local |  |  | FFE-SSE_1033 | Fire Alarm Bell, 24V, Conventional | 1750 | 0 | 0 | pc/s | WH - Rm1 | CENPRI
601 | Local |  |  | CON-SAF_1003 | Fire Exit Sign, Reflectorized, Left, 30cm x 10cm | 250 | 0 | 0 | pc/s | WH - Rm1 | CENPRI
602 | Local |  |  | CON-SAF_1004 | Fire Exit Sign, Reflectorized, Right, 30cm x 10cm | 250 | 0 | 0 | pc/s | WH - Rm1 | CENPRI
603 | Local |  |  | FFE-SSE_1047 | Fire Extinguisher Cylinder, 100lbs | 0 | 0 | 0 | pc/s
604 | Local |  |  | FFE-SSE_1029 | Fire Extinguisher, CO2 (Carbon Dioxide), 10lbs | 7000 | 0 | 0 | cyl/s | WH - Rm3 | CENPRI
605 | Local |  |  | FFE-SSE_1028 | Fire Extinguisher, Dry Chemical, 10lbs, ABC | 2000 | 0 | 0 | cyl/s | WH - Rm1 | CENPRI
606 | Local |  |  | FFE-SSE_1032 | Fire Extinguisher, Dry Chemical, ABC, 3lbs / 1.3kg, | 240 | 1 | 0 | cyl/s | WH - Rm1 | CENPRI
607 | Local |  |  | CON-OFF_1131 | Flag, Philippines, 3ft x 5ft, Nylon | 125 | 0 | 0 | pc/s
608 | Local |  |  | ENG-SUL_1301 | Flange Cover | 0 | 2 | 0 | pc/s | WH - Rm3 | CENPRI | Rack - L1
609 | Local |  |  | ENG-SUL_1062 | Flange for Air Branches K67002 & K67003, K 67004 | 0 | 9 | 0 | pc/s | WH - Rm3 | CENPRI | Rack-7D(Sulzer) | Beside Rack 7(Sulzer)
610 | Local |  |  | BUI-MAT_1127 | Flange, Flat Faced, Fabricated, 8", 6 Holes | 0 | 12 | 0 | pc/s | WH - Rm3 | CENPRI | Rack - M5
611 | Local |  |  | ENG-SUL_1237 | Flange, For Fuel Injection Pump, K 55019 | 0 | 5 | 0 | pc/s | WH - Rm3 | CENPRI | Rack-9C(Sulzer)
612 | Local |  |  | ENG-SUL_1190 | Flange, For Fuel Injection Valve, K 27026 | 0 | 35 | 0 | pc/s | WH - Rm3 | CENPRI | Rack-6D(Sulzer)
613 | Manila |  |  | BUI-PIP_1345 | Flange, Raised Face, BI, Slip-on, 150lbs, 8 Holes, 6" | 1100 | 0 | 0 | pc/s
614 | Manila |  |  | BUI-PIP_1346 | Flange, Raised Face, BI, Slip-on, 150lbs, 8 Holes, 8" | 1800 | 0 | 0 | pc/s
615 | Local |  |  | BUI-PIP_1347 | Flange, Raised Face, BI, Slip-on,150lbs, 4 Holes, 1" | 70 | 0 | 0 | pc/s
616 | Local |  |  | BUI-PIP_1160 | Flange, Raised Face, BI, Slip-on,150lbs, 4 Holes, 2" | 80 | 0 | 0 | pc/s
617 | Local |  |  | BUI-PIP_1301 | Flange, Slip-on, BI, 4 Holes, 1-1/2", Class 150 | 100 | 10 | 0 | pc/s | WH - Rm3 | CENPRI
618 | Local |  |  | FFE-OFF_1022 | Flash Drive, USB 2.0, 16GB | 400 | 0 | 0 | pc/s | WH - Rm1 | CENPRI
619 | Manila |  |  | EIC-PAR_1369 | Flex Twist Hanger Assembly | 0 | 0 | 0 | pc/s | WH - Rm3 | CENPRI
620 | Local |  |  | ENG-SUL_1206 | Flexible Rodding Complete, K 45001 | 0 | 1 | 0 | pc/s | WH - Rm3 | CENPRI | Rack-9B(Sulzer)
621 | Local |  |  | CON-CON_1277 | Flo, Lacquer | 159 | 0 | 0 | ltr/s
622 | Manila |  |  | EIC-PAR_1331 | Flood Light, Explosion Proof Platform Light 200W, Warm White | 20000 | 1 | 0 | unit/s | WH - Rm3 | CENPRI | Rack - A4
623 | Local |  |  | FFE-SSE_1055 | Flood Lights, LED, AC Single Phase, 17000 Lumens, 6500K x 367 x 86 x 337m, 30000hrs, IP65, 200W, 220V, Model: ANXFL-D200DL | 6999.75 | 0 | 0 | set/s | WH - Rm3 | CENPRI | Rack - H1
624 | Local |  |  | CON-EIC_1117 | Flood Lights, LED, Warm White, 200W, 265V | 5616 | 0 | 0 | set/s | WH - Rm1 | CENPRI
625 | Local |  |  | CON-EIC_1033 | Flourescent, Tube, 220Vac, 36W | 45.6667 | 0 | 0 | tube/s
626 | Local |  |  | CON-EIC_1034 | Flourescent, Tube, 220Vac, 40W | 52 | 0 | 0 | tube/s
627 | Manila |  |  | AUX-PAR_1252 | Flow Meter, Top Cover, Westfalia Separator, 0-4000L/hr | 5944.5 | 2 | 0 | pc/s | WH - Rm3 | CENPRI
628 | Local |  |  | CON-AUT_1026 | Fluid, Brake | 130.75 | 0 | 0 | bot/s
629 | Manila |  |  | FFE-TES_1008 | Fluke 376 True RMS, AC/DC Clamp Meter | 26948 | 1 | 0 | unit/s | WH - Rm3 | CENPRI
630 | Manila |  |  | FFE-TES_1011 | Fluke 62Max+, Digital Infrared, Thermometer, Dual Laser, Temperature Range: -30 to +650 Deg. C. Dust, water Proof, IP54 Resistance, Rugged 2 meter drop tester | 11984 | 0 | 0 | unit/s | WH - Rm3 | CENPRI | Rack - A4
631 | Manila |  |  | FFE-TES_1005 | Fluke 712 RTD Process Calibrator | 0 | 1 | 0 | unit/s | WH - Rm1 | CENPRI
632 | Local |  |  | CON-EIC_1039 | Fluorescent, Ballast, 220Vac, 40W | 72.5 | 0 | 0 | pc/s
633 | Local |  |  | CON-EIC_1040 | Fluorescent, Starter, FSU, 4-65 Watts | 16.75 | 0 | 0 | pc/s
634 | Local |  |  | CON-HOU_1058 | Foam, 2" Thick x 36" Width x 75" Length | 1424.76 | 0 | 0 | sht/s | WH - Rm3 | CENPRI
635 | Manila |  |  | CON-EIC_1154 | Foil, Aluminum, Reinforced, 3 Way, 1.25 mtrs (W) x 120 mtrs (L) | 3200 | 0 | 0 | roll/s
636 | Local |  |  | CON-OFF_1034 | Folder, Long, White | 3.2917 | 0 | 0 | pc/s
637 | Local |  |  | CON-OFF_1037 | Folder, Short, White | 2.3125 | 0 | 0 | pc/s
638 | Local |  |  | ENG-SUL_1217 | Forked Lever, K 45025 | 0 | 2 | 0 | pc/s | WH - Rm3 | CENPRI | Rack-9B(Sulzer)
639 | Local |  |  | CON-CHE_1077 | Form-in Place Sealant, Skintight Blue, 7 1/4 oz | 2393.72 | 0 | 0 | bot/s | WH - Rm3 | CENPRI
640 | Local |  |  | BUI-MAT_1214 | Formica Board, White Board Film, Laminated, 4ft x 8ft | 685 | 0 | 0 | sht/s
641 | Local |  |  | TOO-HAN_1021 | Frame, Hacksaw, Fits 8", 10", 12" Blade | 68.5 | 0 | 0 | pc/s | WH - Rm3 | CENPRI | Rack - D1
642 | Manila |  |  | ENG-SUL_1016 | Fuel Branch for Fuel Pressure Line, K 27253 | 0 | 12 | 0 | pc/s | WH - Rm3 | CENPRI
643 | Local |  |  | ENG-SUL_1036 | Fuel Cam for Camshaft, K 42150 | 0 | 7 | 0 | pc/s | WH - Rm3 | CENPRI | Rack-10D(Sulzer)
644 | Manila |  |  | ENG-SUL_1006 | Fuel Discharge Pipe, DN20, K 87161 | 2991.82 | 11 | 0 | pc/s | WH - Rm3 | CENPRI | Rack-4C(Sulzer)
645 | Local |  |  | ENG-SUL_1051 | Fuel Discharge Pipe, K 87161 | 0 | 3 | 0 | pc/s | WH - Rm3 | CENPRI | Rack-10B(Sulzer)
646 | Local |  |  | AUT-HEA_1010 | Fuel Filter, 33358 | 450 | 0 | 0 | pc/s
647 | Local |  |  | ENG-SUL_1274 | Fuel Injection Pump Complete, K 55000 | 0 | 2 | 0 | unit/s | WH - Extn B | CENPRI
648 | Manila |  |  | ENG-SUL_1012 | Fuel Pipe Complete with Delivery Valve, Enforced Execution, K 27250 | 0 | 12 | 0 | pc/s | WH - Rm3 | CENPRI
649 | Local |  |  | ENG-SUL_1181 | Fuel Pressure, K 27251 | 0 | 25 | 0 | pc/s | WH - Rm3 | CENPRI | Rack-6C(Sulzer)
650 | Local |  |  | AUX-PAR_1210 | Fuel Rack Stopper, Fabricated | 2400 | 0 | 0 | pc/s
651 | Manila |  |  | ENG-SUL_1007 | Fuel Supply Pipe, DN20, K87160 | 2755.62 | 12 | 0 | pc/s | WH - Rm3 | CENPRI | Rack-4C(Sulzer)
652 | Local |  |  | CON-SAF_1007 | Fuel Tank Sign, 3M Reflectorized Sticker, 500mm x 500mm | 800 | 0 | 0 | pc/s | WH - Rm1 | CENPRI
653 | Local |  |  | _6383 | Fukuda Blender | 0 | 0 | 0 | box/s | WH - Rm1 | CENPRI
654 | Local |  |  | _6382 | Fukuda Dry Iron | 0 | 0 | 0 | box/s | WH - Rm1 | CENPRI
655 | Local |  |  | _6381 | Fukuda Plastic Stand Fan | 0 | 0 | 0 | box/s | WH - Rm1 | CENPRI
656 | Local |  |  | CON-EIC_1202 | Fuse, 25Amps | 5 | 0 | 0 | pc/s
657 | Local |  |  | ENG-SUL_1277 | Gas Inlet Casing | 0 | 2 | 0 | pair/s | WH - Extn B | CENPRI
658 | Local |  |  | ENG-SUL_1320 | Gasket for Jacket Water Thermostatic Valve | 0 | 36 | 0 | pc/s | WH - Rm3 | CENPRI | Rack - L3
659 | Manila |  |  | CON-OEA_1013 | Gasket, Compressed, Non Asbestos, w/ Wire Insertion, Black, 1/8" x 1.5m x 1.5m | 4125 | 16 | 0 | sht/s
660 | Local |  |  | CON-CHE_1045 | Gasket, Liquid, Three Bond 1212, White, 100g | 0 | 4 | 0 | tube/s
661 | Manila |  |  | AUX-PAR_1248 | Gasket, Set of Spare for Bowl, Westfalia Separator, 0007-1861-750 | 0 | 8 | 0 | pc/s | WH - Rm3 | CENPRI
662 | Manila |  |  | AUX-PAR_1255 | Gasket, Set of Spare for Bowl, Westfalia Separator, 0007-2124-750 | 0 | 2 | 0 | pc/s | WH - Rm3 | CENPRI
663 | Manila |  |  | AUX-PAR_1243 | Gasket, Set of Spare for Bowl, Westfalia Separator, 0007-2393-750 | 0 | 4 | 0 | pc/s | WH - Rm3 | CENPRI
664 | Manila |  |  | AUX-PAR_1242 | Gasket, Set of Spare for Bowl, Westfalia Separator, 0007-2420-750 | 0 | 4 | 0 | pc/s | WH - Rm3 | CENPRI
665 | Manila |  |  | AUX-PAR_1172 | Gasket, Set of Spare for Bowl, Westfalia Separator, 0007-2421-750 | 354.2 | 10 | 0 | pc/s | WH - Rm3 | CENPRI | Rack - D1
666 | Manila |  |  | AUX-PAR_1246 | Gasket, Set of Spare for Bowl, Westfalia Separator, 0007-2572-750 | 0 | 2 | 0 | pc/s | WH - Rm3 | CENPRI
667 | Manila |  |  | AUX-PAR_1244 | Gasket, Set of Spare for Bowl, Westfalia Separator, 0007-2601-750 | 0 | 4 | 0 | pc/s | WH - Rm3 | CENPRI
668 | Manila |  |  | AUX-PAR_1247 | Gasket, Set of Spare for Bowl, Westfalia Separator, 0007-2608-750 | 0 | 4 | 0 | pc/s | WH - Rm3 | CENPRI
669 | Manila |  |  | AUX-PAR_1249 | Gasket, Set of Spare for Bowl, Westfalia Separator, 0007-2944-750 | 0 | 2 | 0 | pc/s | WH - Rm3 | CENPRI
670 | Manila |  |  | AUX-PAR_1174 | Gasket, Set of Spare for Bowl, Westfalia Separator, 0007-3153-750 | 9.24 | 14 | 0 | pc/s | WH - Rm3 | CENPRI | Rack - D1
671 | Manila |  |  | AUX-PAR_1245 | Gasket, Set of Spare for Bowl, Westfalia Separator, 0007-3348-840 | 0 | 2 | 0 | pc/s | WH - Rm3 | CENPRI
672 | Manila |  |  | AUX-PAR_1238 | Gasket, Set of Spare for Bowl, Westfalia Separator, 0007-3349-840 | 0 | 2 | 0 | pc/s | WH - Rm3 | CENPRI
673 | Manila |  |  | AUX-PAR_1240 | Gasket, Set of Spare for Bowl, Westfalia Separator, 0007-3469-750 | 0 | 4 | 0 | pc/s | WH - Rm3 | CENPRI
674 | Manila |  |  | AUX-PAR_1241 | Gasket, Set of Spare for Bowl, Westfalia Separator, 0007-3470-750 | 0 | 2 | 0 | pc/s | WH - Rm3 | CENPRI
675 | Manila |  |  | AUX-PAR_1237 | Gasket, Set of Spare For Drive, Westfalia Separator, 0007-2599-750 | 0 | 2 | 0 | pc/s | WH - Rm3 | CENPRI
676 | Manila |  |  | AUX-PAR_1236 | Gasket, Set of Spare For Drive, Westfalia Separator, 0007-2646-750 | 0 | 2 | 0 | pc/s | WH - Rm3 | CENPRI
677 | Manila |  |  | AUX-PAR_1251 | Gasket, Top Cover, Westfalia Separator, 0007-1936-750 | 0 | 4 | 0 | pc/s | WH - Rm3 | CENPRI
678 | Manila |  |  | AUX-PAR_1253 | Gasket, Top Cover, Westfalia Separator, 0007-2620-750 | 0 | 2 | 0 | pc/s | WH - Rm3 | CENPRI
679 | Local |  |  | ENG-SUL_1309 | Gasket, VTR 5878 | 0 | 22 | 0 | pc/s | WH - Rm3 | CENPRI | Rack - L2
680 | Local |  |  | CON-FUE_1004 | Gasoline | 41.856 | 20 | 0 | ltr/s
681 | Local |  |  | AUX-PAR_1277 | Gauge, Pressure, 0-100 PSI, Dial Face - 2", 1/4 NPT, Back Mounted | 120 | 0 | 0 | pc/s
682 | Manila |  |  | EIC-PAR_1392 | Gauge, Pressure, 0-100psi/0-7bars, 4"dia, Dial Face, 1/4" NPT | 6700 | 0 | 0 | pc/s
683 | Manila |  |  | EIC-PAR_1443 | Gauge, Pressure, 0-10bars/0-145psi, SS Adapter 1/4 x 1/2npt | 7300 | 0 | 0 | pc/s
684 | Manila |  |  | FFE-SSE_1036 | Gauge, Pressure, 0-160 PSI/Bar, Made In USA, Dial Face: 4", ALL SS304, Bottom Connection, 1/4 NPT With Fittings, (1/4F x 1/2M) | 2600 | 0 | 0 | pc/s | WH - Rm3 | CENPRI
685 | Manila |  |  | FFE-SSE_1035 | Gauge, Pressure, 0-160 PSI/Bar, Made In USA, Dial Face: 4", Case SS304, Bottom Connection, 1/4 NPT With Fittings, (1/4F x 1/2M) | 1600 | 0 | 0 | pc/s | WH - Rm3 | CENPRI
686 | Manila |  |  | EIC-PAR_1393 | Gauge, Pressure, 0-300psi/0-21bars, 3-1/2"dia, Dial Face, 1/4" NPT | 6700 | 0 | 0 | pc/s
687 | Manila |  |  | AUX-PAR_1229 | Gauge, Pressure, 2" Dial Face, SS Material, NPT 1/4" Bottom Connection, 0-160 Bars, Model: 50-1008SL-02L | 6400 | 1 | 0 | pc/s
688 | Manila |  |  | AUX-PAR_1278 | Gauge, Pressure, 2-1/2" Dial Face, SS Material, NPT 1/4" Bottom Connection, Oil Filed, 0-100 PSI | 1456 | 0 | 0 | pc/s
689 | Manila |  |  | AUX-PAR_1280 | Gauge, Pressure, 2-1/2" Dial Face, SS Material, NPT 1/4" Bottom Connection, Oil Filed, 0-1000 PSI | 1456 | 0 | 0 | pc/s
690 | Manila |  |  | AUX-PAR_1279 | Gauge, Pressure, 2-1/2" Dial Face, SS Material, NPT 1/4" Bottom Connection, Oil Filed, 0-300 PSI | 1456 | 0 | 0 | pc/s
691 | Manila |  |  | AUX-PAR_1254 | Gauge, Pressure, Top Cover, Westfalia Separator, 0001-0279-600 | 2201 | 2 | 0 | pc/s | WH - Rm3 | CENPRI
692 | Local |  |  | AUX-PAR_1187 | Gauge, Temperature, BTA-5", 1/2" NPT, 0 - 200 deg C, Dial, 6" Stem, 6.35 mm Dia, | 0 | 1 | 0 | pc/s | WH - Rm1 | CENPRI | Rack - O2
693 | Local |  |  | ENG-SUL_1047 | Gear Wheel for Governor Drive ZVB 40, K 51130 | 0 | 3 | 0 | pc/s | WH - Rm3 | CENPRI | Rack-10B(Sulzer)
694 | Local |  |  | ENG-SUL_1245 | Gear Wheel, For Cooling Water Pump, K 73024 | 0 | 1 | 0 | pc/s | WH - Rm3 | CENPRI | Rack-9D(Sulzer)
695 | Local |  |  | ENG-SUL_1045 | Gear, K 51134 | 0 | 7 | 0 | pc/s | WH - Rm3 | CENPRI | Rack-10B(Sulzer)
696 | Local |  |  | ENG-SUL_1131 | Gear, K 71030 | 0 | 1 | 0 | pc/s | WH - Rm3 | CENPRI |  | Beside Rack 2-Sulzer
697 | Local |  |  | CON-CON_1001 | Glass, Clear | 3.0625 | 43 | 0 | pc/s
698 | Local |  |  | CON-CON_1002 | Glass, Lens, Clear, #10 | 1.5 | 2 | 0 | pc/s
699 | Local |  |  | CON-CON_1004 | Glass, Lens, Dark, #10 | 8.2217 | 10 | 0 | pc/s
700 | Local |  |  | FFE-PPE_1004 | Gloves, Chemical/ Rubber, Long | 39.25 | 0 | 0 | pair/s
701 | Local |  |  | CON-HOU_1030 | Gloves, Cotton | 11.905 | -11 | 0 | pair/s
702 | Local |  |  | CON-HOU_1053 | Gloves, Cotton, Rubberized | 33.5417 | 0 | 0 | pair/s | WH - Rm3 | CENPRI | Rack - E2
703 | Local |  |  | FFE-PPE_1032 | Gloves, Industrial, Chemical Resistant | 124 | 0 | 0 | pair/s | WH - Rm3 | CENPRI | Rack - D2
704 | Local |  |  | CON-CHE_1071 | Gloves, Nitrile | 198.75 | 0 | 0 | box/s | WH - Rm1 | CENPRI
705 | Local |  |  | FFE-PPE_1020 | Gloves, Rubber, Laundry/Chemical, Long | 159.75 | -3 | 0 | pair/s
706 | Manila |  |  | FFE-PPE_1021 | Gloves, Rubber, Nitrile, (1-Pair/Pack) | 150 | 0 | 0 | pair/s
707 | Local |  |  | FFE-PPE_1033 | Gloves, TIG | 222 | 1 | 0 | pair/s
708 | Local |  |  | FFE-PPE_1006 | Gloves, Welding, Long | 191.375 | 3 | 0 | pair/s
709 | Local |  |  | FFE-PPE_1007 | Gloves, Working, Ma-ong | 6.5 | 8 | 0 | pair/s
710 | Local |  |  | CON-MED_1031 | Gloves,Clean (Medical) | 115 | 0 | 0 | box/s
711 | Local |  |  | CON-OFF_1038 | Glue, Multi Purpose | 41 | 0 | 0 | bot/s | WH - Rm1 | CENPRI
712 | Local |  |  | CON-CON_1097 | Glue, Wood, 250g, (Stickwel) | 24.5 | 0 | 0 | pc/s
713 | Local |  |  | FFE-PPE_1008 | Googles, Safety, Transparent, Ordinary | 56.25 | 3 | 0 | pc/s
714 | Local |  |  | ENG-SUL_1071 | Governor Drive, Complete, K 51120 | 0 | 1 | 0 | set/s | WH - Rm3 | CENPRI
715 | Local |  |  | BUI-MAT_1124 | Gravel, 3/4 | 897.5 | 1 | 0 | cu.m | WH - Bldg. | CENPRI
716 | Local |  |  | CON-CON_1324 | Gravel, Packs | 0 | 0 | 0 | bag/s
717 | Manila |  |  | CON-CHE_1048 | Grease, Vappro 869 VCI | 6160 | 1 | 0 | ltr/s
718 | Local |  |  | TOO-POW_1010 | Grinder, Angle, Electric, 4"-Dia, 220V-240V/60Hz, Model: 9553, Makita | 2655 | 0 | 0 | unit/s
719 | Local |  |  | ENG-SUL_1146 | Grooved Packing For Screw K 55021, K 55034 | 0 | 72 | 0 | pc/s | WH - Rm3 | CENPRI | Rack-5B(Sulzer)
720 | Local |  |  | ENG-SUL_1140 | Grooved Piston Ring, For Operating Piston, K 34410 | 0 | 48 | 0 | pc/s | WH - Rm3 | CENPRI | Rack-5A(Sulzer)
721 | Manila |  |  | EIC-PAR_1302 | Ground Clamp Connector 16-70mm2 Cable to 5/8" dia (14.2mm) Rod | 320 | 0 | 0 | pc/s | WH - Rm3 | CENPRI
722 | Manila |  |  | EIC-PAR_1349 | Ground Conductor Tower Termination | 0 | 0 | 0 | pc/s | WH - Rm3 | CENPRI
723 | Manila |  |  | EIC-PAR_1301 | Ground Rod, Copper Bonded, 5/8" dia x 10 ft, Unthreaded Standard Series (256 Micron) | 1286.5 | 0 | 0 | lgth/s | WH - Rm3 | CENPRI
724 | Manila |  |  | EIC-PAR_1351 | Grounding Bar 19" | 0 | 0 | 0 | pc/s | WH - Rm3 | CENPRI
725 | Manila |  |  | EIC-PAR_1372 | Grounding Rod 4ft | 0 | 0 | 0 | pc/s | WH - Rm3 | CENPRI
726 | Local |  |  | EIC-PAR_1287 | Grounding Rod, Copper Coated, 5/8" x 8 feet | 580.5 | 2 | 0 | lgth/s | WH - Rm3 | CENPRI | Rack - O1
727 | Local |  |  | CON-EIC_1160 | Grounding Rod, with Clamp, 5/8" x 10ft | 603 | 4 | 0 | lgth/s | WH - Rm3 | CENPRI
728 | Local |  |  | BUI-MAT_1157 | Grout, Tile, White, 2kgs/sachet | 75 | 0 | 0 | pack/s | WH - Rm3 | CENPRI
729 | Local |  |  | ENG-SUL_1043 | Guide Bolt for Guide Element, K 81162 | 0 | 12 | 0 | pc/s | WH - Rm3 | CENPRI | Rack-10A(Sulzer)
730 | Local |  |  | ENG-SUL_1044 | Guide for Element (Attachment Shaft), K 81163 | 0 | 12 | 0 | pc/s | WH - Rm3 | CENPRI | Rack-10A(Sulzer)
731 | Local |  |  | ENG-SUL_1247 | Guide Piston, For Valve Drive, K 44102 | 0 | 3 | 0 | pc/s | WH - Rm3 | CENPRI | Rack-10B(Sulzer)
732 | Local |  |  | ENG-SUL_1170 | Guide Sleeve For Nozzle Holder, K 27203 | 0 | 109 | 0 | pc/s | WH - Rm3 | CENPRI | Rack-6B(Sulzer)
733 | Local |  |  | ENG-SUL_1226 | Guide, For Piston For Fuel Injection Pump, K 55013 | 0 | 5 | 0 | pc/s | WH - Rm3 | CENPRI | Rack-9C(Sulzer)
734 | Local |  |  | TOO-HAN_1032 | Gun, Sealant | 95 | 0 | 0 | pc/s | WH - Rm3 | CENPRI
735 | Local |  |  | BUI-MAT_1219 | Gutter, Outside, 0.600mm x 0.9215m x 2.44m | 0 | 0 | 0 | pc/s | WH - Bldg. | CENPRI
736 | Local |  |  | _6380 | Hanabishi Oven Toaster | 0 | 0 | 0 | box/s | WH - Rm1 | CENPRI
737 | Manila |  |  | TOO-HAN_1072 | Hand Tap Handle / Tap Wrench for M27 x 1.5 Pitch | 3600 | 0 | 0 | pc/s | WH - Rm1 | CENPRI
738 | Local |  |  | TOO-HAN_1087 | Hand Tap Handle, 12", Creston | 720 | 0 | 0 | pc/s
739 | Manila |  |  | TOO-HAN_1036 | Hand Tap, 12mm x 1.75 Pitch | 375 | 0 | 0 | set/s
740 | Manila |  |  | TOO-HAN_1037 | Hand Tap, 15mm x 2.0 Pitch | 875 | 0 | 0 | set/s
741 | Local |  |  | TOO-HAN_1057 | Hand Tap, 18mm x 1.25 Pitch | 408 | 0 | 0 | set/s
742 | Manila |  |  | TOO-HAN_1018 | Hand Tap, 18mm x 1.5 Pitch | 890 | 0 | 0 | set/s | WH - Rm3 | CENPRI | Rack - D1
743 | Local |  |  | TOO-HAN_1061 | Hand Tap, 20mm x 2.5 Pitch, (3PCS/SET) | 1300 | 0 | 0 | set/s
744 | Manila |  |  | TOO-HAN_1019 | Hand Tap, 22mm X 2.5 Pitch | 9700 | 0 | 0 | set/s | WH - Rm3 | CENPRI | Rack - D1
745 | Manila |  |  | TOO-HAN_1026 | Hand Tap, Carbon Steel, 24 mm x 3 mm Pitch | 1800 | 0 | 0 | set/s | WH - Rm3 | CENPRI | Rack - E1
746 | Manila |  |  | TOO-HAN_1017 | Hand Tap, Carbon Steel, 24mm x 2.0 Pitch | 1200 | 0 | 0 | set/s | WH - Rm3 | CENPRI | Rack - H2
747 | Local |  |  | TOO-HAN_1035 | Hand Tap, M16 X 2.0 Pitch | 396 | 0 | 0 | set/s |  | CENPRI
748 | Local |  |  | TOO-HAN_1055 | Hand Tap, M18 x 2.5 Pitch | 980 | 0 | 0 | set/s | WH - Rm1 | CENPRI
749 | Manila |  |  | TOO-HAN_1096 | Hand Tap, M20 x 1.5 Pitch | 1000 | 1 | 0 | set/s
750 | Manila |  |  | TOO-HAN_1098 | Hand Tap, M25 X 2.0 Pitch | 1590 | 1 | 0 | set/s
751 | Manila |  |  | TOO-HAN_1097 | Hand Tap, M25 X 2.5 Pitch | 1990 | 1 | 0 | set/s
752 | Manila |  |  | TOO-HAN_1063 | Hand Tap, M26 x 2.0 Pitch | 1740 | 1 | 0 | set/s | WH - Rm3 | CENPRI
753 | Manila |  |  | TOO-HAN_1070 | Hand Tap, M27 x 1.5 Pitch | 2950 | 0 | 0 | set/s | WH - Rm1 | CENPRI
754 | Manila |  |  | TOO-HAN_1071 | Hand Tap, M27 x 2.0 Pitch | 2950 | 0 | 0 | set/s | WH - Rm1 | CENPRI
755 | Manila |  |  | TOO-HAN_1031 | Hand Tap, M30 x 2.0 Pitch | 5200 | 0 | 0 | set/s | WH - Rm1 | CENPRI
756 | Manila |  |  | TOO-HAN_1051 | Hand Tap, M33 x 2.0 Pitch | 5500 | 0 | 0 | set/s
757 | Manila |  |  | TOO-HAN_1093 | Hand Tap, M38mm x 4.0 Pitch (3pcs/set) | 6900 | 1 | 0 | set/s
758 | Local |  |  | ENG-SUL_1179 | Handle For Cover K 27007, PN 3446276122, K 27008 | 0 | 12 | 0 | pc/s | WH - Rm3 | CENPRI | Rack-6B(Sulzer)
759 | Local |  |  | BUI-MAT_1212 | Handle, Cabinet | 18 | 0 | 0 | pc/s
760 | Local |  |  | BUI-MAT_1215 | Handle, for Hidden Drawer (Narra Handle) | 15 | 0 | 0 | pc/s | WH - Rm3 | CENPRI
761 | Local |  |  | FFE-SSE_1023 | Hard Drive Disk, 6TB, Model : WD60PURZ-85ZUFY1 | 12450 | -1 | 0 | pc/s | WH - Rm3 | CENPRI | Rack - A1
762 | Local |  |  | FFE-SSE_1024 | Hard Drive Disk, WD 4TB, Purple, Model : WD4UPURZ | 1687.5 | 1 | 0 | pc/s | WH - Rm3 | CENPRI | Rack - A1
763 | Local |  |  | FFE-COM_1015 | HDMI, Cable, Male to Male, 5mtrs | 110 | 0 | 0 | mtr/s | WH - Rm3 | CENPRI
764 | Local |  |  | FFE-COM_1013 | HDMI, Cable, Male to Male, Hig Resolution, 20mtrs | 1395 | 0 | 0 | pc/s
765 | Local |  |  | FFE-COM_1014 | HDMI, Cable, Male to Male, Hig Resolution, 30mtrs | 2200 | 0 | 0 | pc/s
766 | Local |  |  | FFE-SSE_1051 | Head Lamp, Rechargeable, LED, Waterproof | 150 | 0 | 0 | pc/s
767 | Local |  |  | CON-EIC_1138 | Heat Shrinkable Tubing Roll, 3.5mm, Black | 24 | 0 | 0 | mtr/s | WH - Rm1 | CENPRI
768 | Manila |  |  | EIC-PAR_1436 | Heater, Flange Immersion, Rating: 40kw/460VAC/3P/Delta | 83000 | 0 | 0 | unit/s
769 | Local |  |  | CON-HOU_1057 | Herbicide, Roundup, Weed Killer | 1550 | 0 | 0 | gal/s | Chem - Stg | CENPRI
770 | Local |  |  | ENG-SUL_1313 | Hex Headed Screw M3 x 8mm, VTR 48031 | 0 | 38 | 0 | pc/s | WH - Rm3 | CENPRI | Rack - L2
771 | Local |  |  | ENG-SUL_1314 | Hex Headed Screw PN 76032, VTR 76032 | 0 | 2 | 0 | pc/s | WH - Rm3 | CENPRI | Rack - L2
772 | Local |  |  | ENG-SUL_1316 | Hex Headed Screw PN 81105, VTR 81105 | 0 | 5 | 0 | pc/s | WH - Rm3 | CENPRI | Rack - L2
773 | Local |  |  | CON-OFF_1126 | Highlighter, Neon Green | 30 | 0 | 0 | pc/s | WH - Rm1 | CENPRI
774 | Local |  |  | CON-OFF_1127 | Highlighter, Pink | 30 | 0 | 0 | pc/s | WH - Rm1 | CENPRI
775 | Local |  |  | FFE-SSE_1045 | Hinge Lock, Heavy Duty | 309.75 | 0 | 0 | set/s | WH - Rm1 | CENPRI
776 | Local |  |  | BUI-HAR_1095 | Hinges, 2" x 3" | 18 | 0 | 0 | set/s
777 | Local |  |  | BUI-HAR_1065 | Hinges, 4" x 4" | 27.25 | 10 | 0 | set/s | WH - Rm3 |  | Rack - C4
778 | Local |  |  | CON-CON_1035 | Holder, Electrode, 300A | 210 | 0 | 0 | pc/s
779 | Local |  |  | ENG-SUL_1311 | Holding Spring, VTR 34162 | 0 | 15 | 0 | pc/s | WH - Rm3 | CENPRI | Rack - L2
780 | Local |  |  | TOO-HAN_1056 | Hole saw drill bit, 25mm | 350 | 0 | 0 | pc/s
781 | Local |  |  | TOO-HAN_1049 | Hole saw drill bit, 3/4" | 150 | 0 | 0 | pc/s
782 | Local |  |  | TOO-HAN_1027 | Hole Saw Set, 3pc, Arbor 3/8 inch Shank, Flat Bit 7/8 inch, Hole Saw 2-1/2 inches | 120 | 0 | 0 | set/s | WH - Rm1 | CENPRI
783 | Manila |  |  | ENG-SUL_1024 | Hollow Screw for Fuel Pipe, K 87166 | 0 | 22 | 0 | pc/s | WH - Rm3 | CENPRI | Rack-6C(Sulzer)
784 | Manila |  |  | EIC-PAR_1411 | Horizontal Line Post, 69KV, Polymer w/ gain Base and Top Clamp | 7500 | 0 | 0 | pc/s
785 | Local |  |  | AUT-HEA_1007 | Hose Clip, 1" | 10 | 0 | 0 | pc/s | WH - Rm3 | CENPRI | Rack - E2
786 | Local |  |  | BUI-MAT_1203 | Hose Clip, Stainless, 1-1/2" | 35 | 0 | 0 | pc/s
787 | Local |  |  | BUI-MAT_1102 | Hose Clip, Stainless, 1/2" | 13.6667 | 0 | 0 | pc/s | WH - Rm3 | CENPRI | Rack - E2
788 | Local |  |  | COM-POW_1006 | Hose, Air, For High Pressure Compressor, 1/4" | 35 | 0 | 0 | mtr/s | WH - Rm3 | CENPRI
789 | Local |  |  | BUI-MAT_1170 | Hose, Braided, 3/4" dia. | 45.25 | 0 | 0 | mtr/s | WH - Rm3 | CENPRI
790 | Local |  |  | CON-CON_1226 | Hose, Flexible, 1/2" x 1/2" x 16" | 166.125 | 4 | 0 | pc/s | WH - Rm3 | CENPRI
791 | Local |  |  | CON-EIC_1129 | Hose, Flexible, Corrugated PVC, Conduit Size 1" Dia, Orange | 16.15 | 0 | 0 | mtr/s | WH - Rm1 | CENPRI
792 | Local |  |  | ENG-COM_1039 | Hose, Flexible, Plastic Transparent, 1-1/4" | 98 | 0 | 0 | mtr/s
793 | Local |  |  | CON-OEA_1044 | Hose, Hydraulic, 3/4" | 0 | 0 | 0 | feet
794 | Local |  |  | ENG-COM_1037 | Hose, Hydraulic, 3/8"x20ft, w/ reducer 3/8-1/4, 700bars/10,000psi, model: HC9220, Enerpac USA | 14850 | 0 | 0 | lgth/s
795 | Local |  |  | CON-OEA_1030 | Hose, Industrial Rubber Air | 49 | 0.5 | 0 | feet | WH - Rm1 | CENPRI
796 | Local |  |  | CON-EIC_1195 | Hose, Liquid Tight Flexible Metallic Conduit, 1" | 275 | 0 | 0 | mtr/s
797 | Local |  |  | CON-OEA_1032 | Hose, Pneumatic, 8mm | 82 | 0 | 0 | mtr/s | WH - Rm1 | CENPRI
798 | Manila |  |  | BUI-MAT_1175 | Hot Dip Galvanized Oval Eyebolt 5/8" x 6" | 0 | 0 | 0 | pc/s | WH - Rm3 | CENPRI
799 | Manila |  |  | BUI-MAT_1174 | Hot Dip Galvanized Oval Eyenut 3/4" | 0 | 0 | 0 | pc/s | WH - Rm3 | CENPRI
800 | Manila |  |  | BUI-MAT_1172 | Hot Dip Galvanized Service Swinging Clevis Without Spool | 0 | 0 | 0 | set/s | WH - Rm3 | CENPRI
801 | Local |  |  | ENG-SUL_1068 | Housing for Fuel Injection Pump, K 55001 | 0 | 18 | 0 | pc/s | WH - Rm3 | CENPRI | Side Wall
802 | Local |  |  | ENG-SUL_1093 | Housing for Valve Drive, K 44101 | 0 | 3 | 0 | pc/s | WH - Rm3 | CENPRI | Side Wall
803 | Local |  |  | ENG-SUL_1186 | Housing, For Fuel Pressure Line, K 27259 | 0 | 34 | 0 | pc/s | WH - Rm3 | CENPRI | Rack-6C(Sulzer)
804 | Local |  |  | ENG-SUL_1187 | Housing, For Fuel Pressure Line, K 27263 | 0 | 32 | 0 | pc/s | WH - Rm3 | CENPRI | Rack-6C(Sulzer)
805 | Local |  |  | ENG-SUL_1250 | Housing, For Valve Drive With Roller, K 44101/44104 | 0 | 2 | 0 | pc/s | WH - Rm3 | CENPRI | Side Wall
806 | Manila |  |  | EIC-PAR_1365 | HRD-E50 To 24 AWG Free End 10M | 0 | 0 | 0 | pc/s | WH - Rm3 | CENPRI
807 | Local |  |  | AUX-PAR_1274 | Hydraulic Hose, 1/4" x 24", Simplex, Fitting Straight Female Fitting, Single Wire Heat, 18MPA, 100 deg Cent. | 572 | 0 | 0 | assy/s
808 | Local |  |  | FFE-SSE_1050 | Hydro-chlorofluorocarbon-HCFC, 195-psi, 100lbs Cylinder Capacity | 0 | 0 | 0 | cyl/s
809 | Local |  |  | CON-CHE_1092 | Hydrochloric Acid (PH Cleaner) | 50 | 0 | 0 | ltr/s
810 | Manila |  |  | EIC-PAR_1433 | Hygrostat, Model: FLZ 600 | 4900 | 3 | 0 | pc/s
811 | Local |  |  | CON-OFF_1117 | ID Case, Plastic, Soft, Portrait, 10mm x 7mm | 1.49 | 0 | 0 | pc/s | WH - Rm1 | CENPRI
812 | Local |  |  | TOO-POW_1001 | Impact Wrench, Input Power: 1050W, No-Load Speed:230RPM, Max.Torque:550N, Aluminum Gear Box with rubber, With 6pcs, Sockets(17, 18, 19, 21, 23, 24mm) With 1pc 125mm adaptor | 6650 | 0 | 0 | unit/s | WH - Rm3 | CENPRI
813 | Local |  |  | AUX-PAR_1186 | Impeller, Part No. 7, | 15000 | 0 | 0 | pc/s | WH - Rm3 | CENPRI
814 | Manila |  |  | EIC-PAR_1431 | Indicating Lamp / Pilot Light, Red RS PRO, 22mm Cutout, IP65, 230VAC | 224.07 | 0 | 0 | pc/s | WH - Rm3 | CENPRI
815 | Manila |  |  | EIC-PAR_1432 | Indicating Lamp / Pilot Light, Red RS PRO, 22mm Cutout, IP65, 24V ac/dc | 264.11 | 0 | 0 | pc/s | WH - Rm3 | CENPRI
816 | Local |  |  | CON-EIC_1163 | Indicator / Pilot Light, 12 Volts | 15 | 0 | 0 | pc/s | WH - Rm3 | CENPRI
817 | Manila |  |  | ENG-SUL_1031 | Indicator Valve, Complete, K 27750 | 7128.79 | 12 | 0 | pc/s | WH - Rm3 | CENPRI
818 | Local |  |  | ENG-SUL_1292 | Inducer Wheel, 26-2P | 0 | 3 | 0 | pc/s | WH - Rm3 | CENPRI
819 | Local |  |  | ENG-SUL_1291 | Inducer, 26-2N | 0 | 4 | 0 | pc/s | WH - Rm3 | CENPRI
820 | Local |  |  | CON-OFF_1043 | Ink Refill, Permanent, Black | 32.6667 | 0 | 0 | bot/s
821 | Local |  |  | CON-OFF_1045 | Ink Refill, Printer, Black | 50 | 0 | 0 | bot/s
822 | Local |  |  | CON-OFF_1046 | Ink Refill, Printer, Cyan | 50 | 0 | 0 | bot/s
823 | Local |  |  | CON-OFF_1114 | Ink Refill, Printer, Red | 75 | 0 | 0 | bot/s | WH - Rm1 | CENPRI
824 | Local |  |  | CON-OFF_1048 | Ink Refill, Printer, Yellow | 56.25 | 0 | 0 | bot/s
825 | Local |  |  | CON-OFF_1051 | Ink Refill, Whiteboard, Blue | 73.3333 | 0 | 0 | bot/s
826 | Local |  |  | ENG-SUL_1072 | Inner Valve Spring for the Inlet and Exhaust Valve, PN 3446276183, K 27505 | 0 | 100 | 0 | pc/s | WH - Rm3 | CENPRI | Rack-10D(Sulzer)
827 | Local |  |  | EIC-PAR_1078 | Insulation, Tube, Spaghetti, 1/8" | 9.4167 | 3 | 0 | mtr/s
828 | Local |  |  | CON-EIC_1185 | Insulation, Tube, Spaghetti, 3.5 mm, Blue | 18 | 0 | 0 | mtr/s
829 | Manila |  |  | EIC-PAR_1296 | Insulator, Post, Porcelain, 15KV | 3219 | 0 | 0 | pc/s | WH - Rm3 | CENPRI | Rack - E2
830 | Local |  |  | CON-EIC_1137 | Insulator, Post, Porcelain, Donut Type | 38 | 0 | 0 | pc/s | WH - Rm3 | CENPRI
831 | Manila |  |  | EIC-PAR_1378 | IP Base License For Cisco ISR 4400 Series | 0 | 0 | 0 | lot/s | WH - Rm3 | CENPRI
832 | Manila |  |  | EIC-PAR_1376 | ISR4431/K9 CISCO ISR 4431 (4GE, 3NIM, 8G Flash, 4G DRAM, IPB) | 0 | 0 | 0 | unit/s | WH - Rm3 | CENPRI
833 | Local |  |  | ENG-SUL_1280 | Jacket Water Body | 0 | 3 | 0 | unit/s | WH - Extn B | CENPRI
834 | Local |  |  | ENG-SUL_1278 | Jacket Water Pump | 0 | 1 | 0 | unit/s | WH - Extn B | CENPRI
835 | Local |  |  | ENG-SUL_1064 | Jacket Water Pump-Driven Pump Casing | 0 | 1 | 0 | pc/s | WH - Rm3 | CENPRI | Side Wall
836 | Local |  |  | ENG-SUL_1125 | Joint for Blind Flange K 46215, K 46216 | 0 | 6 | 0 | pc/s | WH - Rm3 | CENPRI | Rack-2B(Sulzer)
837 | Local |  |  | ENG-SUL_1126 | Joint for Crankcase Vent, K 16047 | 0 | 24 | 0 | pc/s | WH - Rm3 | CENPRI | Rack-2B(Sulzer)
838 | Local |  |  | ENG-SUL_1113 | Joint Ring for Screw Plug K 43544, K 43545 | 0 | 5 | 0 | pc/s | WH - Rm3 | CENPRI | Rack-2A(Sulzer) | Drawer 1
839 | Local |  |  | ENG-SUL_1118 | Joint Ring for Transition Piece, K 27762 | 0 | 34 | 0 | pc/s | WH - Rm3 | CENPRI | Rack-2A(Sulzer) | Drawer 2
840 | Local |  |  | ENG-SUL_1193 | Joint, For Crankcase Vent, K 16046 | 0 | 24 | 0 | pc/s | WH - Rm3 | CENPRI | Rack-8B(Sulzer)
841 | Local |  |  | ENG-PIE_1026 | Joint, Fuel Valve Cooling Water Piping | 0 | 36 | 0 | pc/s | WH - Rm3 | CENPRI
842 | Local |  |  | CON-FUE_1005 | Kerosene | 40.966 | 20 | 0 | ltr/s
843 | Local |  |  | FFE-OFF_1034 | Keyboard, Desktop | 335 | 0 | 0 | pc/s
844 | Manila |  |  | EIC-PAR_1358 | Krone DDF Mounting Frame | 0 | 0 | 0 | pc/s | WH - Rm3 | CENPRI
845 | Manila |  |  | EIC-PAR_1359 | Krone Terminal Block | 0 | 0 | 0 | pair/s | WH - Rm3 | CENPRI
846 | Manila |  |  | CON-EIC_1057 | Lamp, Metal Halide, Tubular, 400W, 36000 Lm, Cool White | 810 | 7 | 0 | pc/s | WH - Rm1 | CENPRI | Rack - O1
847 | Local |  |  | CON-MED_1057 | Lancets, Sterile | 2.6 | 0 | 0 | pc/s
848 | Local |  |  | FFE-OFF_1020 | Laptop, Acer Travelmate P249-G2-MG Black, Intel Core i5, 7200U Processor, 2gb nvidia, 4GB DDR4 Memory, 1TB SATA HDD, 16.6 inches HD LED, DVD Writer, Windows 10, Free Acer Bag | 32950 | 0 | 0 | unit/s | WH - Rm1 | CENPRI
849 | Local |  |  | CON-EIC_1058 | Lead, Soldering | 201.6667 | 0 | 0 | roll/s
850 | Local |  |  | CON-EIC_1111 | LED Light Strip Auto, White/Warm, 220 Volts | 150 | 0 | 0 | mtr/s | WH - Rm1 | CENPRI
851 | Local |  |  | FFE-SSE_1048 | LED Searchlight With Table Lamp, Wattage: 10W (Search light) = 24 LED(Table Lamp), Input Voltage: 220 - 240 AC, Frequency: 50/60Hz | 895 | 0 | 0 | unit/s | WH - Rm3 | CENPRI
852 | Local |  |  | BUI-MAT_1139 | Lifting Tool - Threaded | 250 | 0 | 0 | unit/s | WH - Rm3 | CENPRI
853 | Manila |  |  | EIC-PAR_1367 | Lightning Arrestor, Kit, Universal 50 OHMS Male to Female | 0 | 0 | 0 | pc/s | WH - Rm3 | CENPRI
854 | Manila |  |  | EIC-PAR_1319 | Lightning Discharge Counter, Cirpotec CDR-401, 100kA(10/350) Withstand Discharge Current, Analog Display, Easy Clip-on Installation, EN 50164-6, EN 62561-6 & UTE C 17106 Standard Certified, IP67 (NEMA 6P) Weather Proof Inclosure | 14000 | 0 | 0 | pc/s | WH - Rm1 | CENPRI
855 | Local |  |  | ENG-SUL_1312 | Lock for Blade of Rotor (Wire) | 0 | 6 | 0 | pc/s | WH - Rm3 | CENPRI | Rack - L2
856 | Manila |  |  | ENG-SUL_1019 | Lock Nut for K 28034, K 28037 | 0 | 48 | 0 | pc/s | WH - Rm3 | CENPRI | Rack-10C(Sulzer)
857 | Manila |  |  | ENG-SUL_1020 | Lock Nut for K 28035, K 28038 | 0 | 48 | 0 | pc/s | WH - Rm3 | CENPRI | Rack-10C(Sulzer)
858 | Local |  |  | BUI-MAT_1211 | Lock, Drawer | 55 | 0 | 0 | pc/s
859 | Local |  |  | ENG-SUL_1048 | Locking Plate, K 33422 | 0 | 19 | 0 | pc/s | WH - Rm3 | CENPRI | Rack-10B(Sulzer)
860 | Local |  |  | ENG-SUL_1328 | Locking Plate, VTR 2838 | 0 | 165 | 0 | pc/s | WH - Rm3 | CENPRI | Rack - L3
861 | Local |  |  | ENG-SUL_1310 | Locking Plate, VTR 51020 | 0 | 70 | 0 | pc/s | WH - Rm3 | CENPRI | Rack - L2
862 | Local |  |  | ENG-SUL_1324 | Locking Plate, VTR 7023 | 0 | 230 | 0 | pc/s | WH - Rm3 | CENPRI | Rack - L3
863 | Local |  |  | ENG-SUL_1327 | Locking Plate, VTR 7026 | 0 | 118 | 0 | pc/s | WH - Rm3 | CENPRI | Rack - L3
864 | Local |  |  | ENG-SUL_1083 | Locking Screw for Raw Water Pump Casing, K 73134 | 0 | 1 | 0 | pc/s | WH - Rm3 | CENPRI | Rack-10C(Sulzer)
865 | Manila |  |  | CON-EIC_1153 | Loctite, Super Glue, 272 | 595 | 0 | 0 | bot/s
866 | Local |  |  | CON-EIC_1162 | Loctite, Super Glue, 401 | 421.6667 | 0 | 0 | bot/s
867 | Local |  |  | CON-EIC_1131 | Loctite, Super Glue, 495 | 293.3333 | 2 | 0 | bot/s | WH - Rm1 | CENPRI
868 | Local |  |  | CON-OFF_1053 | Logbook, 300-pages | 25 | 0 | 0 | pc/s
869 | Local |  |  | CON-OFF_1112 | Logbook, 300-pages, Junior Size | 38 | 0 | 0 | pc/s | WH - Rm1 | CENPRI
870 | Local |  |  | CON-OFF_1054 | Logbook, 500-pages | 57.1117 | 0 | 0 | pc/s
871 | Local |  |  | BUI-MAT_1188 | Louvers, Metal, 1m x 1m | 0 | 20 | 0 | pc/s
872 | Local |  |  | BUI-MAT_1034 | Louvers, Metal, 2m x 1m | 1138.365 | 0 | 0 | pc/s
873 | Local |  |  | ENG-SUL_1145 | Lower Spring, K 27502 | 0 | 24 | 0 | pc/s | WH - Rm3 | CENPRI | Rack-5B(Sulzer)
874 | Local |  |  | ENG-SUL_1091 | Lower Ball Socket, K 34110 | 0 | 12 | 0 | pair/s | WH - Rm3 | CENPRI | Rack-7D(Sulzer) | Beside Rack 7(Sulzer)
875 | Local |  |  | ENG-SUL_1104 | Lower Half of Housing for Bearing Housing, K 12023 | 0 | 45 | 0 | pc/s | WH - Rm3 | CENPRI | Rack-1C(Sulzer)
876 | Local |  |  | ENG-SUL_1249 | Lower Spring Plate, For Fuel Injection Pump, K 55011 | 0 | 5 | 0 | pc/s | WH - Rm3 | CENPRI | Rack-10C(Sulzer)
877 | Local |  |  | CON-STA_1001 | LPG, Gasul, 11 kg | 517.1667 | 0 | 0 | cyl/s
878 | Local |  |  | CON-STA_1002 | LPG, Gasulito | 405.244 | 1 | 0 | cyl/s
879 | Local |  |  | CON-STA_1005 | LPG, Petronas, 11 kg | 759 | 1 | 0 | cyl/s
880 | Local |  |  | CON-STA_1004 | LPG, Phoenix | 283.3333 | 0 | 0 | cyl/s
881 | Local |  |  | ENG-SUL_1279 | Lube Oil Pump | 0 | 1 | 0 | unit/s | WH - Extn B | CENPRI
882 | Local |  |  | CON-CON_1201 | Lumber, Coco, 2" x 2" x 10 ft | 81.5 | 0 | 0 | lgth/s | WH - Bldg. | CENPRI
883 | Local |  |  | CON-CON_1241 | Lumber, Coco, 2" x 3" x 10 ft | 60 | 4 | 0 | lgth/s | WH - Bldg. | CENPRI
884 | Local |  |  | CON-CON_1203 | Lumber, Coco, 2" x 4" x 10 ft | 166 | 0 | 0 | lgth/s | WH - Bldg. | CENPRI
885 | Local |  |  | CON-CON_1275 | Lumber, Good, Mahogany, 2" x 3" x 10 ft | 250 | 0 | 0 | lgth/s | WH - Bldg. | CENPRI
886 | Local |  |  | CON-CON_1270 | Lumber, Good, Mahogany, S4S, 2" x 8" x 2ft | 186.5 | 0 | 0 | lgth/s
887 | Local |  |  | CON-CON_1297 | Lumber, Good, S4S, 1" x 2" x 10 ft | 93 | 0 | 0 | lgth/s | WH - Bldg. | CENPRI
888 | Local |  |  | CON-CON_1323 | Lumber, Good, S4S, 1" x 2" x 8ft | 72 | 0 | 0 | lgth/s
889 | Local |  |  | CON-CON_1296 | Lumber, Good, S4S, 1" x 4" x 10 ft | 210 | 0 | 0 | lgth/s | WH - Bldg. | CENPRI
890 | Local |  |  | CON-CON_1321 | Lumber, Good, S4S, 1" x 4" x 6ft | 96 | 0 | 0 | lgth/s
891 | Local |  |  | CON-CON_1322 | Lumber, Good, S4S, 1" x 4" x 8ft | 154 | 0 | 0 | lgth/s
892 | Local |  |  | CON-CON_1295 | Lumber, Good, S4S, 2" x 2" x 10 ft | 185 | 0 | 0 | lgth/s | WH - Bldg. | CENPRI
893 | Local |  |  | CON-CON_1320 | Lumber, Good, S4S, 2" x 2" x 8ft | 154 | 0 | 0 | lgth/s
894 | Local |  |  | CON-CON_6380 | Lumber, Mahogany/Good Lumber, SxS, 1" x 2" x 8ft | 75.175 | 0 | 0 | pc/s |  | CENPRI
895 | Local |  |  | BUI-MAT_1171 | Madre De Cacao, 6ft | 10 | 0 | 0 | lgth/s | WH - Bldg. | CENPRI
896 | Local |  |  | FFE-OFF_1023 | Magfile, Double, Blue | 165 | 0 | 0 | pc/s | WH - Rm1 | CENPRI
897 | Local |  |  | FFE-OFF_1011 | Magfile, Long, Single, Green | 85 | 0 | 0 | pc/s | WH - Rm1 | CENPRI
898 | Local |  |  | CON-EIC_1168 | Magnetic Wire #19 | 640 | 0 | 0 | kg/s
899 | Local |  |  | CON-EIC_1219 | Magnetic Wire #21 | 680 | 0 | 0 | kg/s
900 | Local |  |  | CON-EIC_1190 | Magnetic Wire #23 | 675 | 0 | 0 | kg/s
901 | Local |  |  | CON-EIC_1191 | Magnetic Wire #24 | 680 | 0 | 0 | kg/s
902 | Manila |  |  | TOO-HAN_1086 | Mallet, Dead Blow, 25040, 2Lbs | 395 | 0 | 0 | pc/s
903 | Local |  |  | TOO-HAN_1076 | Mallet, Plastic, Model: TL1814N, 30mm | 210 | 0 | 0 | pc/s
904 | Local |  |  | TOO-HAN_1054 | Mallet, Rubber, 3" | 650 | 0 | 0 | pc/s
905 | Local |  |  | CON-OFF_1121 | Manila Paper | 4 | 0 | 0 | pc/s | WH - Rm1 | CENPRI
906 | Manila |  |  | AUX-PAR_1204 | Manual, Photocopy of EPC41 Automatic Discharge Contoller | 0 | 1 | 0 | set/s | WH - Rm1 | CENPRI
907 | Local |  |  | CON-EIC_1130 | Marine Epoxy | 152 | 0 | 0 | tube/s | WH - Rm3 | CENPRI
908 | Local |  |  | CON-OFF_1056 | Marker, Metal, Yellow | 227.6667 | 0 | 0 | pc/s
909 | Local |  |  | CON-OFF_1057 | Marker, Permanent, Fine, Black | 23.0833 | 0 | 0 | pc/s
910 | Local |  |  | CON-OFF_1058 | Marker, Permanent, Fine, Blue | 22.5 | 0 | 0 | pc/s | WH - Rm1 | CENPRI
911 | Local |  |  | CON-OFF_1059 | Marker, Permanent, Fine, Red | 20 | 0 | 0 | pc/s
912 | Local |  |  | CON-OFF_1060 | Marker, White Board, Black | 22.5 | 0 | 0 | pc/s
913 | Local |  |  | CON-OFF_1061 | Marker, White Board, Blue | 33.75 | 0 | 0 | pc/s
914 | Local |  |  | CON-MED_1035 | Mask, Dust | 9.8637 | -1 | 0 | pc/s
915 | Local |  |  | CON-MED_1037 | Mask, Face, Surgical | 90.625 | 0 | 0 | box/s
916 | Local |  |  | FFE-PPE_1015 | Mask, Gas | 142.5 | 0 | 0 | pc/s
917 | Local |  |  | CON-CHE_1080 | Mask, N95 | 53.5 | 0 | 0 | pc/s | WH - Rm3 | CENPRI
918 | Local |  |  | FFE-PPE_1031 | Mask, Single Respirator, W/ Free Cartridge | 260 | 0 | 0 | set/s | WH - Rm3 | CENPRI | Rack - D2
919 | Manila |  |  | CON-CHE_1074 | MB-215 (043C), 210LT/DM, APC, CA | 311.57 | 255 | 0 | ltr/s | Chem - Stg | CENPRI
920 | Manila |  |  | CON-CHE_1075 | MB-60B (4615), 4KG/DM, APC, CA | 4627.28 | 6 | 0 | pack/s | Chem - Stg | CENPRI
921 | Local |  |  | CON-CON_1253 | Metal Polish | 145 | 0 | 0 | can/s | WH - Rm1 | CENPRI
922 | Local |  |  | ENG-SUL_1164 | Metal Tube for Fuel Pressure Line, PN 3446280386, K 27264 A | 0 | 5 | 0 | pc/s | WH - Rm3 | CENPRI | Rack-6A(Sulzer)
923 | Local |  |  | ENG-SUL_1165 | Metal Tube for Fuel Pressure Line, PN 3446280386, K 27264 B | 0 | 4 | 0 | pc/s | WH - Rm3 | CENPRI | Rack-6A(Sulzer)
924 | Manila |  |  | CON-EIC_1208 | Mica Sheet, Flexible, 0.4 mm Thick x 1000 mm x 1200 mm | 825 | 0 | 0 | sht/s | WH - Rm3 | CENPRI
925 | Manila |  |  | EIC-PAR_1317 | Microlog W/ Accessories, CMXA 75-K-SL / CMSW7300 | 2352000 | 1 | 0 | unit/s | WH - Rm1 | CENPRI
926 | Manila |  |  | FFE-APP_1018 | Microwave Oven | 0 | 0 | 0 | unit/s | WH - Rm1 | CENPRI
927 | Manila |  |  | EIC-PAR_1373 | Microwave Radio Equipment(MWR) Aviat ODU 600 Digital, 7Ghz (1 lot / 2 units) | 1450000 | 0 | 0 | unit/s | WH - Rm3 | CENPRI
928 | Local |  |  | FFE-OFF_1027 | Monitor, 18" / 19" | 3399 | 0 | 0 | pc/s | WH - Rm1 | CENPRI
929 | Local |  |  | CON-HOU_1032 | Mop Head | 94.875 | 0 | 0 | pc/s
930 | Local |  |  | CON-HOU_1033 | Mop w/ Handle | 189.875 | 0 | 0 | pc/s
931 | Local |  |  | BUI-MAT_1194 | Moulding, Lattice, 3/8" x 1" x 10 | 86 | 0 | 0 | lgth/s
932 | Local |  |  | CON-EIC_1135 | Moulding, Plastic, Electrical, 1" | 85 | 0 | 0 | lgth/s | WH - Rm3 | CENPRI
933 | Manila |  |  | EIC-PAR_1345 | Multimode Fiber Optic Cable, SEL-C808 62.5 / 125 um | 9696.51 | 0 | 0 | lot/s | WH - Rm1 | CENPRI
934 | Manila |  |  | CON-MED_1058 | Multivitamins, Minerals, 500 tab/bot | 0 | 0 | 0 | bot/s
935 | Manila |  |  | CON-MED_1040 | Multivitamins, Vitamin C 500tabs/bot | 0 | 0 | 0 | bot/s
936 | Local |  |  | CON-EIC_1218 | Mylar Film #007 | 55 | 0 | 0 | feet
937 | Local |  |  | CON-EIC_1060 | Mylar Film #7 | 27.5 | 0 | 0 | sht/s | WH - Rm3 | CENPRI
938 | Manila |  |  | CON-EIC_1172 | Mylar, Nomex, 10mils x 36" wide | 580 | 0 | 0 | mtr/s
939 | Manila |  |  | CON-EIC_1204 | Mylar, Nomex, 002mils x 36" wide | 330 | 0 | 0 | mtr/s | WH - Rm3 | CENPRI
940 | Manila |  |  | CON-EIC_1203 | Mylar, Nomex, 015mils x 36" wide | 810 | 0 | 0 | mtr/s | WH - Rm3 | CENPRI
941 | Manila |  |  | EIC-PAR_1366 | N Type Male Crimp / Clamp Connector | 0 | 0 | 0 | pc/s | WH - Rm3 | CENPRI
942 | Local |  |  | CON-CON_1239 | Nail, U | 100 | 0 | 0 | kg/s | WH - Rm3 | CENPRI
943 | Local |  |  | CON-CON_1038 | Nails, Common, 1" | 30.25 | 0 | 0 | kg/s
944 | Local |  |  | CON-CON_1037 | Nails, Common, 1-1/2" | 27.915 | 0 | 0 | kg/s
945 | Local |  |  | CON-CON_1040 | Nails, Common, 2" | 27.25 | 0 | 0 | kg/s
946 | Local |  |  | CON-CON_1039 | Nails, Common, 2-1/2" | 37.71 | 0 | 0 | kg/s
947 | Local |  |  | CON-CON_1042 | Nails, Common, 3" | 36 | 2 | 0 | kg/s
948 | Local |  |  | CON-CON_1043 | Nails, Common, 4" | 24.99 | 0 | 0 | kg/s
949 | Local |  |  | CON-CON_1276 | Nails, Finishing, 1" | 60.5 | 0 | 0 | kg/s
950 | Local |  |  | CON-CON_1046 | Nails, Finishing, 1-1/2" | 28.5 | 0 | 0 | kg/s
951 | Local |  |  | CON-CON_6375 | Nails, Finishing, 2" | 68 | 0 | 0 | kg/s | WH - Rm3 |  | Rack - E1
952 | Manila |  |  | CON-CHE_1049 | NALCO 19Pulv, (SO3 - Oxygen Scavenger) | 129.6833 | 55.2 | 0 | kg/s
953 | Manila |  |  | CON-CHE_1051 | NALCO 3DT129, (3DT129 Residual - Corrosion Inhibitor) | 176.115 | 257 | 0 | kg/s
954 | Manila |  |  | CON-CHE_1087 | NALCO 3DT394, (3DT394 - Scale Inhibitor) | 596.64 | 251 | 0 | kg/s
955 | Manila |  |  | CON-CHE_1052 | NALCO 7330, (Non-Oxidizing Biocide) | 160.12 | 26 | 0 | kg/s
956 | Manila |  |  | CON-CHE_1053 | NALCO 73550, (Biodespersant) | 323.715 | 0 | 0 | kg/s
957 | Manila |  |  | CON-CHE_1054 | NALCO 8457, (PO4 - Scale & Corrosion Inhibitor) | 226.4267 | 36 | 0 | kg/s
958 | Local |  |  | _6377 | Natures Mineral Water | 0 | 0 | 0 | bot/s | WH - Rm1 | CENPRI
959 | Manila |  |  | ENG-SUL_1030 | Nipple for Indicator Valve K 27016, K 27019 | 584.42 | 12 | 0 | pc/s | WH - Rm3 | CENPRI
960 | Local |  |  | ENG-SUL_1156 | Nipple For Indicator Valve, K 27752 / K 27017 | 0 | 5 | 0 | pc/s | WH - Rm3 | CENPRI | Rack-5C(Sulzer)
961 | Local |  |  | ENG-SUL_1158 | Nipple for Indicator Valve, K 27754 / K 27019 | 0 | 3 | 0 | pc/s | WH - Rm3 | CENPRI | Rack-5C(Sulzer)
962 | Local |  |  | BUI-PIP_1295 | Nipple, GI Long, 1/2 Inches x 1 Inch | 8.5 | 0 | 0 | pc/s | WH - Rm3 | CENPRI | Rack - B1
963 | Local |  |  | BUI-PIP_1294 | Nipple, GI Long, 1/2 Inches x 2 Inches | 9.25 | 0 | 0 | pc/s | WH - Rm3 | CENPRI | Rack - B1
964 | Local |  |  | BUI-PIP_1296 | Nipple, GI Long, 1/2 Inches x 6 Inches | 21.75 | 0 | 0 | pc/s | WH - Rm3 | CENPRI | Rack - B1
965 | Local |  |  | BUI-PIP_1314 | Nipple, GI, 1" x 6", Sch.-40 | 77 | 0 | 0 | pc/s
966 | Local |  |  | BUI-PIP_1171 | Nipple, GI, 1/2" x 3" | 9.5 | 0 | 0 | pc/s
967 | Local |  |  | BUI-PIP_1313 | Nipple, GI, 1/2" x 6", Sch.-40 | 29.5 | 0 | 0 | pc/s
968 | Local |  |  | BUI-PIP_1308 | Nipple, GI, 3/4" x 6" | 0 | 0 | 0 | ream/s | WH - Rm3 | CENPRI
969 | Manila |  |  | AUX-PAR_1265 | Nipple, Hydraulic Hose, Stainless, 1/4" NPT, Material: SS304 | 255 | 0 | 0 | pc/s | WH - Rm3 | CENPRI | Rack - B4
970 | Manila |  |  | AUX-PAR_1264 | Nipple, Hydraulic Hose, Stainless, 3/4" NPT, Material: SS304 | 680 | 0 | 0 | pc/s | WH - Rm3 | CENPRI | Rack - B4
971 | Local |  |  | BUI-PIP_1350 | Nipple, SS, 1" x 4" | 120 | 4 | 0 | pc/s
972 | Local |  |  | BUI-PIP_1348 | Nipple, Stainless Long, Schedule 40, 1-1/4" x 4" | 162 | 0 | 0 | pc/s | WH - Rm3 | CENPRI
973 | Manila |  |  | BUI-PIP_1324 | Nipple, Stainless Long, Schedule 40, 1/2" x 2" | 25 | 0 | 0 | pc/s | WH - Rm3 | CENPRI
974 | Local |  |  | CON-SAF_1005 | No Smoking Sign, 8.8" c 11" / 21.59cm x 27.94cm | 250 | 0 | 0 | pc/s | WH - Rm1 | CENPRI
975 | Manila |  |  | EIC-PAR_1339 | Node Protection Card High Power | 0 | 0 | 0 | pc/s | WH - Rm3 | CENPRI
976 | Local |  |  | CON-OFF_1119 | Notebooks, 40 Leaves | 7 | 0 | 0 | pc/s | WH - Rm1 | CENPRI
977 | Manila |  |  | ENG-SUL_1014 | Nozzle with Needle, 160 x 12 x 0.475 R, K 27240 | 0 | 12 | 0 | pc/s | WH - Rm3 | CENPRI
978 | Manila |  |  | ENG-PIE_1014 | Nozzle, Fuel Injector, 10 x 0.65 x 140 Deg, 02.416.8160.00 | 2006.2067 | 37 | 0 | pc/s | WH - Rm3 | CENPRI | Rack-4C(Sulzer)
979 | Local |  |  | ENG-SUL_1147 | Nut For Fuel Injection Valve, K 27209 | 0 | 9 | 0 | pc/s | WH - Rm3 | CENPRI | Rack-5B(Sulzer)
980 | Local |  |  | ENG-SUL_1173 | Nut For Stud K 11122 (ZV) and 21112 (ZL), K 27039 | 0 | 25 | 0 | pc/s | WH - Rm3 | CENPRI | Rack-6B(Sulzer)
981 | Local |  |  | BUI-HAR_1079 | Nut, High Tensile, M22 x 2.5 Pitch | 12.3 | 0 | 0 | pc/s | WH - Rm3 | CENPRI
982 | Local |  |  | ENG-SUL_1178 | Nut, K 27258 | 0 | 4 | 0 | pc/s | WH - Rm3 | CENPRI | Rack-6B(Sulzer)
983 | Local |  |  | BUI-HAR_1086 | Nut, M10 | 0 | 47 | 0 | pc/s | WH - Rm3 | CENPRI
984 | Local |  |  | BUI-MAT_1143 | Nut, M16 | 0 | 0 | 0 | pc/s | WH - Rm3 | CENPRI
985 | Local |  |  | BUI-HAR_1116 | Nut, M25 | 0 | 39 | 0 | pc/s | WH - Rm3 | CENPRI
986 | Local |  |  | BUI-HAR_1094 | Nut, M8 x 1.25 pitch | 1 | 0 | 0 | pc/s | WH - Rm3 | CENPRI
987 | Local |  |  | ENG-SUL_1132 | Nut, Self Locking, K 42114 | 0 | 14 | 0 | pc/s | WH - Rm3 | CENPRI | Rack-4B(Sulzer)
988 | Manila |  |  | AUX-PAR_1215 | O ring, Fabricated, Viton, Brown, OD:830mm, ID:810mm, Thickness:10mm | 8500 | 6 | 0 | pc/s | WH - Rm3 | CENPRI
989 | Local |  |  | ENG-SUL_1070 | O-ring (Black), K 21404B | 0 | 280 | 0 | pc/s | WH - Rm3 | CENPRI | Rack-1C(Sulzer)
990 | Manila |  |  | ENG-SUL_1025 | O-ring , for Cylinder Cover, K 27051 | 517.88 | 24 | 0 | pc/s | WH - Rm3 | CENPRI
991 | Manila |  |  | ENG-SUL_1008 | O-ring , for Flange, Nit., K 11072 | 0 | 12 | 0 | pc/s | WH - Rm3 | CENPRI
992 | Manila |  |  | ENG-SUL_1009 | O-ring , for Flange, Nit., K 11073 | 0 | 12 | 0 | pc/s | WH - Rm3 | CENPRI
993 | Manila |  |  | ENG-SUL_1032 | O-ring , for Nozzle Holder, K 27211 | 36.165 | 21 | 0 | pc/s | WH - Rm3 | CENPRI | Sulzer Oring Box 1
994 | Manila |  |  | ENG-SUL_1033 | O-ring , for Nut K27209, PN 3446275882, K 27212 | 28.93 | 13 | 0 | pc/s | WH - Rm3 | CENPRI | Rack-2A(Sulzer)
995 | Manila |  |  | ENG-SUL_1010 | O-ring , for Thrust Bolt, Nit., K 11039 | 0 | 12 | 0 | pc/s | WH - Rm3 | CENPRI
996 | Manila |  |  | ENG-SUL_1011 | O-ring , for Thrust bolt, Nit., K 11040 | 0 | 12 | 0 | pc/s | WH - Rm3 | CENPRI
997 | Manila |  |  | ENG-SUL_1013 | O-ring , for Valve Guide, Vit., PN 3446275413, K 27113 | 0 | 15 | 0 | pc/s | WH - Rm3 | CENPRI | Rack-2A(Sulzer)
998 | Manila |  |  | ENG-SUL_1027 | O-ring , For Valve Seat K 27108, K 27122 | 72.33 | 48 | 0 | pc/s | WH - Rm3 | CENPRI
999 | Local |  |  | ENG-SUL_1253 | O-ring for Connecting Piece K 44130, PN 3446275004, K 44140 | 0 | 243 | 0 | pc/s | WH - Rm3 | CENPRI | Sulzer Oring Box 1
1000 | Local |  |  | ENG-SUL_1242 | O-ring for Cylinder Liner, PN 3446275092, K 21406 | 0 | 169 | 0 | pc/s | WH - Rm3 | CENPRI | Rack-9D(Sulzer)
1001 | Local |  |  | ENG-SUL_1259 | O-ring for Housing K 27259 and K 27263, K 27275 | 0 | 320 | 0 | pc/s | WH - Rm3 | CENPRI | Sulzer Oring Box 2
1002 | Local |  |  | ENG-SUL_1111 | O-ring, For Starting-Air Stop Valve, K 43529 | 0 | 18 | 0 | pc/s | WH - Rm3 | CENPRI | Rack-2A(Sulzer) | Drawer 1
1003 | Local |  |  | AUX-PAR_1214 | O-ring, #138 | 34 | 2 | 0 | pc/s | WH - Rm3 | CENPRI
1004 | Local |  |  | AUX-PAR_1213 | O-ring, #146 | 40 | 2 | 0 | pc/s | WH - Rm3 | CENPRI
1005 | Local |  |  | AUX-PAR_1212 | O-ring, #232 | 37 | 2 | 0 | pc/s | WH - Rm3 | CENPRI
1006 | Local |  |  | ENG-SUL_1117 | O-ring, 50mm x 40mm x 5mm | 0 | 14 | 0 | pc/s | WH - Rm3 | CENPRI | Rack-2A(Sulzer) | Drawer 2
1007 | Manila |  |  | ENG-PIE_1029 | O-ring, Fabricated, Nitrile,700mm(OD) x 681mm(ID) x 9.5mm(CS), for Lube Oil Cooler | 3000 | 6 | 0 | pc/s | WH - Rm3 | CENPRI | Rack - I1
1008 | Manila |  |  | ENG-PIE_1023 | O-ring, Fabricated, Nitrile,700mm(OD) x 684mm(ID) x 8.0mm(CS), for Lube Oil Cooler | 2400 | 0 | 0 | pc/s | WH - Rm3 | CENPRI | Rack - I1
1009 | Local |  |  | ENG-SUL_1254 | O-ring, For Cooling Insert K 34133, PN 3466275142, K 34144 | 0 | 82 | 0 | pc/s | WH - Rm3 | CENPRI | Sulzer Oring Box 1
1010 | Local |  |  | ENG-SUL_1069 | O-ring, for Cylinder Liner (Orange), K 21404A | 0 | 93 | 0 | pc/s | WH - Rm3 | CENPRI | Rack-1C(Sulzer)
1011 | Local |  |  | ENG-SUL_1261 | O-ring, For Flange - K 28030, K 28045 | 0 | 164 | 0 | pc/s | WH - Rm3 | CENPRI | Sulzer Oring Box 2
1012 | Local |  |  | ENG-SUL_1264 | O-ring, For K 27402 and K 27403, PN 3436275004, K 27411 | 0 | 64 | 0 | pc/s | WH - Rm3 | CENPRI | Sulzer Oring Box 2
1013 | Local |  |  | ENG-SUL_1266 | O-ring, For K 42201, K 42215 | 0 | 11 | 0 | pc/s | WH - Rm3 | CENPRI | Sulzer Oring Box 2
1014 | Local |  |  | ENG-SUL_1265 | O-ring, For Metal Tube K 27264, PN 3446275022, K 27276 | 0 | 537 | 0 | pc/s | WH - Rm3 | CENPRI | Sulzer Oring Box 2
1015 | Local |  |  | ENG-SUL_1257 | O-ring, For Nut K 27039, K 27056 | 0 | 83 | 0 | pc/s | WH - Rm3 | CENPRI | Sulzer Oring Box 1
1016 | Local |  |  | ENG-SUL_1256 | O-ring, For Ring K 11116, PN 3446270842, K 11126 | 0 | 78 | 0 | pc/s | WH - Rm3 | CENPRI | Sulzer Oring Box 1
1017 | Local |  |  | ENG-SUL_1262 | O-ring, For Ring K-27010, PN 3446275104, K 27055 | 0 | 125 | 0 | pc/s | WH - Rm3 | CENPRI | Sulzer Oring Box 2
1018 | Local |  |  | ENG-SUL_1102 | O-ring, K 21405 | 0 | 142 | 0 | pc/s | WH - Rm3 | CENPRI | Rack-1B(Sulzer)
1019 | Local |  |  | ENG-SUL_1252 | O-ring, K 28044 | 0 | 159 | 0 | pc/s | WH - Rm3 | CENPRI | Sulzer Oring Box 1
1020 | Local |  |  | ENG-SUL_1116 | O-ring, K 43160 | 0 | 12 | 0 | pc/s | WH - Rm3 | CENPRI | Rack-2A(Sulzer) | Drawer 2
1021 | Local |  |  | ENG-SUL_1263 | O-ring, K 55035 | 0 | 213 | 0 | pc/s | WH - Rm3 | CENPRI | Sulzer Oring Box 2
1022 | Local |  |  | ENG-SUL_1258 | O-ring, K 55036 | 0 | 240 | 0 | pc/s | WH - Rm3 | CENPRI | Sulzer Oring Box 1
1023 | Local |  |  | ENG-SUL_1260 | O-ring, K 55037 | 0 | 393 | 0 | pc/s | WH - Rm3 | CENPRI | Sulzer Oring Box 2
1024 | Local |  |  | ENG-SUL_1255 | O-ring, K 73036 | 0 | 21 | 0 | pc/s | WH - Rm3 | CENPRI | Sulzer Oring Box 1
1025 | Local |  |  | ENG-SUL_1107 | O-ring, K 77136 | 0 | 18 | 0 | pc/s | WH - Rm3 | CENPRI | Rack-2A(Sulzer)
1026 | Local |  |  | AUX-PAR_1189 | O-Ring, Nitrile Rubber, OD:51mm, ID:47mm, Thickness:2mm, Circular Cross Section | 31.5 | 2 | 0 | pc/s | WH - Rm3 | CENPRI | Rack - B3
1027 | Local |  |  | AUX-PAR_1190 | O-Ring, Nitrile Rubber, OD:69mm, ID:65mm, Thickness:2mm, Circular Cross Section | 36 | 2 | 0 | pc/s | WH - Rm3 | CENPRI | Rack - B3
1028 | Manila |  |  | EIC-PAR_1332 | ODU 600 7GHZ HP7421-7491 MHZ TX-LOW | 0 | 0 | 0 | pc/s | WH - Rm3 | CENPRI
1029 | Manila |  |  | EIC-PAR_1363 | ODU Pole Mount | 0 | 0 | 0 | pc/s | WH - Rm3 | CENPRI
1030 | Manila |  |  | FFE-TES_1006 | OFIL Systems DayCor scalar UV Visible Bi-Spectral Compact Handheld Corona Detection Camera, With LCD Hood Cover, Battery Charger, Rechargeable Extended Batteries | 0 | 1 | 0 | unit/s | WH - Rm1 | CENPRI
1031 | Manila |  |  | EIC-PAR_1320 | Ohmmeter, Digital Low Resistance, DLRO 10, 10A, With DH4-C Duplex Handspikes(x2), One With Indicator Lights, 1.2m / 4 ft | 0 | 1 | 0 | unit/s | WH - Rm1 | CENPRI
1032 | Local |  |  | ENG-SUL_1319 | Oil Collector | 0 | 2 | 0 | pc/s | WH - Rm3 | CENPRI | Rack - L2
1033 | Manila |  |  | ENG-SUL_1330 | Oil Ring Stopper, Pedestal Bearing | 7500 | 1 | 0 | pc/s | WH - Rm3 | CENPRI | Rack - B3
1034 | Local |  |  | CON-AUT_1027 | Oil, 2T | 62.5 | 0 | 0 | ltr/s
1035 | Local |  |  | CON-FUE_1016 | Oil, Engine, 20W-50, Euro Lube, 4T | 0 | 0 | 0 | ltr/s
1036 | Local |  |  | CON-FUE_1008 | Omala S2 G 220 | 1756.98 | 2 | 0 | pail/s
1037 | Local |  |  | TOO-HAN_1048 | Open Wrench - 10 x 11mm | 63 | 0 | 0 | pc/s
1038 | Local |  |  | ENG-SUL_1079 | Orbit Motor, Complete, K 72104 | 0 | 4 | 0 | pc/s | WH - Rm3 | CENPRI | Rack-10D(Sulzer)
1039 | Local |  |  | ENG-SUL_1267 | Oring, K 21445 | 0 | 18 | 0 | pc/s | WH - Rm3 | CENPRI | Sulzer Oring Box 2
1040 | Local |  |  | ENG-SUL_1073 | Outer Valve Spring for the Inlet and Exhaust Valve, PN 8446276173, K 27504 | 0 | 106 | 0 | pc/s | WH - Rm3 | CENPRI | Rack-10D(Sulzer)
1041 | Local |  |  | EIC-PAR_1086 | Outlet, Convenience, 2 Gang | 31 | 0 | 0 | pc/s
1042 | Local |  |  | CON-FUE_1009 | Oxygen | 375 | 7 | 0 | cyl/s
1043 | Local |  |  | BUI-PIP_1305 | P-Trap, Hand Basin, 1-1/4 Inches | 125 | 1 | 0 | set/s | WH - Rm3 | CENPRI | Rack - B3
1044 | Local |  |  | BUI-PIP_1299 | P-Trap, Lavatory, 1-1/4 Inches | 62 | 0 | 0 | set/s | WH - Rm3 | CENPRI | Rack - B1
1045 | Local |  |  | BUI-MAT_1097 | P-Trap, PVC, 2" | 76 | 8 | 0 | pc/s | WH - Rm3 | CENPRI | Wall
1046 | Local |  |  | ENG-SUL_1115 | Packing Ring for Locking Screw K 43573, K 43574 | 0 | 35 | 0 | pc/s | WH - Rm3 | CENPRI | Rack-2A(Sulzer) | Drawer 2
1047 | Local |  |  | ENG-SUL_1108 | Packing Ring, K 43532 | 0 | 30 | 0 | pc/s | WH - Rm3 | CENPRI | Rack-2A(Sulzer) | Drawer 1
1048 | Local |  |  | ENG-SUL_1130 | Packing, K 66151 SEM | 0 | 18 | 0 | pc/s | WH - Rm3 | CENPRI | Rack-2B(Sulzer)
1049 | Local |  |  | ENG-SUL_1123 | Packing, K 66154 | 0 | 36 | 0 | pc/s | WH - Rm3 | CENPRI | Rack-2B(Sulzer)
1050 | Local |  |  | FFE-SSE_1046 | Padlock, Brass, 50mm | 300 | 0 | 0 | set/s | WH - Rm1 | CENPRI
1051 | Local |  |  | FFE-SSE_1025 | Padlock, Chrome Plated, 50mm | 285 | 0 | 0 | set/s | WH - Rm3 | CENPRI | Rack - A3
1052 | Local |  |  | FFE-SSE_1044 | Padlock, Laminated Steel, Hardened Steel Shackle, With 2 Keys 40mm | 133.2 | 0 | 0 | set/s | WH - Rm1 | CENPRI
1053 | Local |  |  | FFE-SSE_1027 | Padlock, Ordinary | 130 | 0 | 0 | set/s | WH - Rm1 | CENPRI
1054 | Local |  |  | FFE-SSE_1049 | Padlock, Zinc Warded Lock Hinge Hasp, #450D | 520 | 0 | 0 | pc/s
1055 | Local |  |  | _6384 | Pail | 65 | 0 | 0 | pc/s | WH - Rm3 | CENPRI
1056 | Local |  |  | CON-CON_1101 | Paint and Varnish Remover, 4L/Gal | 458.3033 | 0 | 0 | gal/s
1057 | Local |  |  | CON-CON_1254 | Paint, Chlorinated Rubber Based Reflectorized For Traffic, White | 1097 | 0 | 0 | gal/s | WH - Rm3 | CENPRI
1058 | Local |  |  | CON-CON_1255 | Paint, Chlorinated Rubber Based Reflectorized For Traffic, Yellow | 1148 | 0 | 0 | gal/s | WH - Rm3 | CENPRI
1059 | Local |  |  | CON-CON_1188 | Paint, Enamel, Aluminum | 365.3333 | 1 | 0 | gal/s | WH - Rm3 | CENPRI | Rack - G1
1060 | Local |  |  | CON-CON_1285 | Paint, Enamel, Apple Green | 525 | 0 | 0 | gal/s
1061 | Local |  |  | CON-CON_1246 | Paint, Enamel, Beige, 1 Liter | 140.5 | 0 | 0 | ltr/s | WH - Rm3 | CENPRI
1062 | Local |  |  | CON-CON_1106 | Paint, Enamel, Black | 93.75 | 0 | 0 | ltr/s
1063 | Local |  |  | CON-CON_1242 | Paint, Enamel, Crystal Blue, 1 Liter | 135 | 0 | 0 | ltr/s | WH - Rm1 | CENPRI
1064 | Local |  |  | CON-CON_1272 | Paint, Enamel, Dark Green | 447.5 | 0 | 0 | gal/s
1065 | Local |  |  | CON-CON_1108 | Paint, Enamel, Green | 83.5 | 0 | 0 | ltr/s
1066 | Local |  |  | CON-CON_1244 | Paint, Enamel, International Red, 1 Liter | 141 | 0 | 0 | ltr/s | WH - Rm3 | CENPRI
1067 | Local |  |  | CON-CON_1245 | Paint, Enamel, Lemon Yellow, 1 Liter | 150 | 0 | 0 | ltr/s | WH - Rm3 | CENPRI
1068 | Local |  |  | CON-CON_1111 | Paint, Enamel, Red | 54 | 0 | 0 | ltr/s
1069 | Local |  |  | CON-CON_1307 | Paint, Enamel, Uni-Nile Green | 483 | 1 | 0 | gal/s | WH - Rm3 | CENPRI
1070 | Local |  |  | CON-CON_1243 | Paint, Enamel, Uni-Nile Green, 1 Liter | 135 | 0 | 0 | ltr/s | WH - Rm3 | CENPRI
1071 | Local |  |  | CON-CON_1218 | Paint, Epoxy Enamel Top Coat, International Red | 1113 | 0 | 0 | gal/s | WH - Rm3 | CENPRI
1072 | Local |  |  | CON-CON_1219 | Paint, Epoxy Enamel Top Coat, White | 1010 | 0 | 0 | gal/s | WH - Rm3 | CENPRI
1073 | Local |  |  | CON-CON_1222 | Paint, Epoxy Enamel, Battleship Gray | 932 | 2 | 0 | gal/s | WH - Rm3 | CENPRI | Rack - G1
1074 | Local |  |  | CON-CON_1326 | Paint, Epoxy Enamel, Nile Green | 916 | 0 | 0 | gal/s
1075 | Local |  |  | CON-CON_1197 | Paint, Epoxy Enamel, w/ Catalyst, Caterpillar Yellow | 892.3333 | 2 | 0 | gal/s | WH - Rm3 | CENPRI | Rack - G1
1076 | Local |  |  | CON-CON_1114 | Paint, Heat Resistant, up to 1200deg F, Aluminum | 2149.2857 | 0 | 0 | gal/s | WH - Rm3 | CENPRI | Rack - G1
1077 | Local |  |  | CON-CON_1279 | Paint, Lacquer, Orange Blaze | 870 | 0 | 0 | gal/s
1078 | Local |  |  | CON-CON_1280 | Paint, Latex, White, Gloss | 540 | 0 | 0 | gal/s
1079 | Local |  |  | CON-CON_1271 | Paint, Lead, Red | 350 | 1 | 0 | gal/s | WH - Rm3 | CENPRI
1080 | Local |  |  | CON-CON_1298 | Paint, Oil Wood Stain, Walnut | 112 | 0 | 0 | ltr/s | WH - Rm3 | CENPRI
1081 | Local |  |  | CON-CON_1206 | Paint, Orange | 100 | 0 | 0 | can/s | WH - Rm3 | CENPRI
1082 | Local |  |  | CON-CON_1121 | Paint, Primer, Epoxy, Gray, With Catalyst, 4L/gal | 484.8014 | 3 | 0 | gal/s | WH - Rm3 | CENPRI | Rack - G1
1083 | Local |  |  | CON-CON_1257 | Paint, Primer, Epoxy, Gray, With Catalyst, Liters | 180 | 0 | 0 | ltr/s | WH - Rm3 | CENPRI
1084 | Local |  |  | CON-CON_1122 | Paint, Primer, Metal, Red Oxide, 4L/gal | 153.2857 | 0 | 0 | gal/s
1085 | Local |  |  | CON-CON_1294 | Paint, Rubberized, Latex, Whipple Blue | 515 | 0 | 0 | gal/s | WH - Rm3 | CENPRI
1086 | Local |  |  | CON-CON_1292 | Paint, Spray, Quick Drying, Apple Green, 400cc | 100 | 0 | 0 | can/s | WH - Rm3 | CENPRI
1087 | Local |  |  | CON-CON_1273 | Paint, Spray, Quick Drying, Black, 400cc | 120 | 0 | 0 | can/s | WH - Rm3 | CENPRI
1088 | Local |  |  | CON-CON_1104 | Paint, Spray, Quick Drying, Medium Yellow, 400cc | 50 | 0 | 0 | can/s
1089 | Local |  |  | CON-CON_1236 | Paint, Spray, Quick Drying, Orange, 400cc | 100 | 0 | 0 | can/s | WH - Rm1 | CENPRI
1090 | Local |  |  | CON-CON_1312 | Paint, Touch-Up, Green | 0 | 0 | 0 | bot/s | WH - Bldg. | CENPRI
1091 | Local |  |  | CON-CON_1313 | Paint, Touch-Up, White | 0 | 0 | 0 | bot/s | WH - Bldg. | CENPRI
1092 | Local |  |  | TOO-POW_1008 | Pallet Jack, Hydraulic, 2500kgs, Model: CBY-AC | 13050 | 0 | 0 | unit/s
1093 | Local |  |  | CON-OFF_1063 | Paper, Bond, A4 | 145.7143 | 0 | 0 | ream/s
1094 | Local |  |  | CON-OFF_1064 | Paper, Bond, Long | 166.6667 | 0 | 0 | ream/s
1095 | Local |  |  | CON-OFF_1067 | Paper, Mimeo, Long | 94.1667 | 0 | 0 | ream/s
1096 | Local |  |  | CON-OFF_1068 | Paper, Mimeo, Short | 69.375 | 0 | 0 | ream/s
1097 | Local |  |  | CON-OFF_1120 | Paper, Special, Short, 20pcs/pack | 95 | 0 | 0 | pack/s | WH - Rm1 | CENPRI
1098 | Manila |  |  | CON-OEA_1026 | Paste, Gasoline Gauging, 2.25oz | 210 | 0 | 0 | pc/s
1099 | Manila |  |  | CON-OEA_1024 | Paste, High Spot, Mechanic Blue, 30g | 47.5 | 0 | 0 | tube/s
1100 | Local |  |  | ENG-SUL_1135 | Pawl for Operating Piston, K 34136 | 0 | 34 | 0 | pc/s | WH - Rm3 | CENPRI | Rack-4B(Sulzer)
1101 | Local |  |  | ENG-SUL_1222 | Pawl, For Overspeed Trip, K 46150 | 0 | 1 | 0 | pc/s | WH - Rm3 | CENPRI | Rack-9B(Sulzer)
1102 | Local |  |  | CON-OFF_1070 | Pen, Ballpoint, Black | 13.25 | 0 | 0 | pc/s
1103 | Local |  |  | CON-OFF_1072 | Pen, Ballpoint, Red | 2.9925 | 0 | 0 | pc/s
1104 | Local |  |  | CON-OFF_1074 | Pencil, Graphite, # 2 | 3.6667 | 0 | 0 | pc/s
1105 | Local |  |  | CON-OFF_1113 | Pencil, No 2 | 6 | 0 | 0 | pc/s | WH - Rm1 | CENPRI
1106 | Local |  |  | CON-FUE_1010 | Penetrating Oil, Multi-Use | 185.3267 | 8 | 0 | can/s
1107 | Local |  |  | CON-FUE_1017 | Petromar HF 4040 | 24960 | -5 | 0 | drum/s | WH - Bldg. | CENPRI
1108 | Manila |  |  | EIC-PAR_1453 | Phoenix Contact, ATEX, UK 6 N series, 800 V Standard DIN Rail Terminal, Screw Down termination, Part No.: 3004524 | 80.88 | 0 | 0 | pc/s | WH - Rm3 | CENPRI | Rack - A3
1109 | Manila |  |  | EIC-PAR_1450 | Phoenix Contact, Cover, D-UK4/10 Series, Part No.: 3003020 | 29.55 | 0 | 0 | pc/s | WH - Rm3 | CENPRI | Rack - A3
1110 | Manila |  |  | EIC-PAR_1451 | Phoenix Contact, End Clamp, E/UK Series, Part No.: 1201442 | 56.62 | 0 | 0 | pc/s | WH - Rm3 | CENPRI | Rack - A3
1111 | Local |  |  | FFE-COM_1003 | Phone, Mobile/ Cell | 495 | 0 | 0 | unit/s
1112 | Local |  |  | FFE-SSE_1030 | Photoelectric Smoke Detector, 24V, Conventional | 1700 | 0 | 0 | pc/s | WH - Rm1 | CENPRI
1113 | Local |  |  | ENG-SUL_1040 | Pin for Auxilliary Rocker Arm K 28015, K 28020 | 0 | 72 | 0 | pc/s | WH - Rm3 | CENPRI | Rack-10A(Sulzer)
1114 | Local |  |  | ENG-SUL_1234 | Pin For Fuel Injection Pump, K 55012 | 0 | 41 | 0 | pc/s | WH - Rm3 | CENPRI | Rack-9C(Sulzer)
1115 | Local |  |  | ENG-SUL_1209 | Pin, For Housing K 44101, K 44110 | 0 | 74 | 0 | pc/s | WH - Rm3 | CENPRI | Rack-9B(Sulzer)
1116 | Local |  |  | ENG-SUL_1203 | Pin, For Lever K 45025, K 45073 | 0 | 22 | 0 | pc/s | WH - Rm3 | CENPRI | Rack-9B(Sulzer)
1117 | Local |  |  | ENG-SUL_1241 | Pin, For Pawl K 46150, K 46151 | 0 | 19 | 0 | pc/s | WH - Rm3 | CENPRI | Rack-9C(Sulzer)
1118 | Local |  |  | ENG-SUL_1225 | Pin, For Roller K 44104, K 44106 | 0 | 28 | 0 | pc/s | WH - Rm3 | CENPRI | Rack-9C(Sulzer)
1119 | Local |  |  | CON-OFF_1115 | Pin, Push | 12 | 0 | 0 | box/s | WH - Rm1 | CENPRI
1120 | Local |  |  | TOO-HAN_1028 | Pipe Tap, 1/2" NPT | 465 | 0 | 0 | pc/s | WH - Rm3 | CENPRI
1121 | Local |  |  | TOO-HAN_1089 | Pipe Tap, 1/4, Brand: Super | 220 | 0 | 0 | pc/s
1122 | Local |  |  | TOO-HAN_1090 | Pipe Tap, 1/8", Brand: Super | 200 | 0 | 0 | pc/s
1123 | Local |  |  | TOO-HAN_1060 | Pipe Tap, 3/4" NPT | 650 | 0 | 0 | pc/s
1124 | Local |  |  | TOO-HAN_1059 | Pipe Tap, 3/8" NPT | 320 | 0 | 0 | pc/s
1125 | Local |  |  | BUI-MAT_1178 | Pipe, BI, LS11, Sch40, 1/2" x 20 ft | 0 | 0 | 0 | lgth/s | WH - Rm3 | CENPRI
1126 | Local |  |  | BUI-MAT_1179 | Pipe, BI, LS11, Sch40, 3/4" x 20 ft | 0 | 0 | 0 | lgth/s | WH - Bldg. | CENPRI
1127 | Local |  |  | BUI-MAT_1182 | Pipe, BI, Sch80, 3/4" x 20 ft | 0 | 0 | 0 | lgth/s
1128 | Local |  |  | BUI-PIP_1343 | Pipe, BI, Seamless, Sch40, 1" x 20ft | 1000 | 0 | 0 | lgth/s
1129 | Local |  |  | BUI-PIP_1177 | Pipe, BI, Seamless, Sch40, 1-1/2" x 20 | 0 | 0 | 0 | lgth/s
1130 | Local |  |  | BUI-PIP_1178 | Pipe, BI, Seamless, Sch40, 2" x 20 | 1014.75 | 0 | 0 | lgth/s
1131 | Local |  |  | BUI-PIP_1349 | Pipe, BI, Seamless, Sch80, 3/4" x 70" | 0 | 0 | 0 | lgth/s | WH - Rm3 | CENPRI
1132 | Local |  |  | BUI-PIP_1320 | Pipe, BI, Seamless, Sch80, 3/4" x 73" | 0 | 0 | 0 | lgth/s | WH - Rm3 | CENPRI
1133 | Local |  |  | BUI-MAT_1216 | Pipe, GI, Sch20, 1" x 20 | 411.8 | 0 | 0 | lgth/s | WH - Bldg. | CENPRI
1134 | Local |  |  | BUI-PIP_1181 | Pipe, GI, Sch20, 1-1/2" x 20 | 335.75 | 0 | 0 | lgth/s
1135 | Local |  |  | BUI-PIP_1183 | Pipe, GI, Sch40, 2" x 20 | 714.4 | 0 | 0 | lgth/s
1136 | Local |  |  | BUI-MAT_1204 | Pipe, High-density polyethylene (HDPE), 1" Offer: ISO | 48 | 65 | 0 | mtr/s
1137 | Local |  |  | BUI-PIP_1297 | Pipe, PVC, 1/2 Inches x 10 ft | 53.5 | 4 | 0 | lgth/s | WH - Rm3 | CENPRI | Rack - B1
1138 | Local |  |  | BUI-PIP_1352 | Pipe, PVC, Class 150, Blue, 3" x 20ft | 2450 | 0 | 0 | lgth/s
1139 | Local |  |  | CON-EIC_1214 | Pipe, PVC, Electrical Conduit, 2-1/2" x 10ft, (63 mm ) | 423.75 | 0 | 0 | lgth/s | WH - Rm3 | CENPRI
1140 | Local |  |  | CON-EIC_1088 | Pipe, PVC, Electrical Conduit, 20 mm x 1/2" x 10ft | 57.875 | 3 | 0 | lgth/s | WH - Rm3 | CENPRI
1141 | Local |  |  | CON-EIC_1142 | Pipe, PVC, Electrical Conduit, 20 mm x 3/4" x 10ft | 76 | 6 | 0 | lgth/s
1142 | Local |  |  | BUI-PIP_1326 | Pipe, PVC, Series 900, 6" x 10 ft | 0 | 0 | 0 | lgth/s | WH - Bldg. | CENPRI
1143 | Local |  |  | EIC-PAR_1090 | Pipe, Rigid Steel Conduit, 1" | 214.5 | 4 | 0 | lgth/s
1144 | Local |  |  | EIC-PAR_1091 | Pipe, Rigid Steel Conduit, 1/2" | 66.5 | 0 | 0 | lgth/s
1145 | Local |  |  | BUI-PIP_1302 | Pipe, UPVC, 1" Dia. ( 32mm x 2.0mm ) x 10 ft | 112.375 | 0 | 0 | lgth/s | WH - Rm1 | CENPRI
1146 | Local |  |  | BUI-PIP_1275 | Pipe, UPVC, 20mm x 1/2" x 10ft | 32.5 | 0 | 0 | lgth/s | WH - Rm3 | CENPRI
1147 | Local |  |  | BUI-PIP_1288 | Pipe, UPVC, 4" x 10 ft | 471.3167 | 8 | 0 | lgth/s | WH - Rm3 | CENPRI
1148 | Local |  |  | BUI-MAT_1144 | Pipe, UPVC, S-600, PNS-1950, Orange, 2" x 10ft | 215 | 0 | 0 | lgth/s | WH - Bldg. | CENPRI
1149 | Local |  |  | ENG-SUL_1106 | Piston and Cylinder for Fuel Injection Pump, K 55050 | 0 | 50 | 0 | pc/s | WH - Rm3 | CENPRI | Pallet Rack
1150 | Local |  |  | ENG-SUL_1144 | Piston Ring For K 27404, K 27409 A | 0 | 153 | 0 | pc/s | WH - Rm3 | CENPRI | Rack-5B(Sulzer)
1151 | Local |  |  | ENG-SUL_1148 | Piston Ring For K 27404, PN 3446285362, K 27410 A | 0 | 74 | 0 | pc/s | WH - Rm3 | CENPRI | Rack-5B(Sulzer)
1152 | Local |  |  | ENG-SUL_1119 | Piston Ring for K 27404, PN 3446285362, K 27410 B | 0 | 82 | 0 | pc/s | WH - Rm3 | CENPRI | Rack-2A(Sulzer) | Drawer 3
1153 | Local |  |  | ENG-SUL_1162 | Piston Ring for Operating Piston Upper and Lower, PN 3446350245, K 34401 | 0 | 139 | 0 | pc/s | WH - Rm3 | CENPRI | Rack-5A(Sulzer)
1154 | Local |  |  | ENG-SUL_1112 | Piston Ring, K 27409 B | 0 | 29 | 0 | pc/s | WH - Rm3 | CENPRI | Rack-2A(Sulzer) | Drawer 1
1155 | Local |  |  | ENG-SUL_1114 | Piston Ring, K 43570 | 0 | 6 | 0 | set/s | WH - Rm3 | CENPRI | Rack-2A(Sulzer) | Drawer 1
1156 | Local |  |  | ENG-SUL_1063 | Piston Skirt for Operating Piston, K 34103 | 0 | 4 | 0 | pc/s | WH - Rm3 | CENPRI | Side Wall
1157 | Local |  |  | ENG-SUL_1200 | Piston, For Cylinder K 46159, K 46163 | 0 | 6 | 0 | pc/s | WH - Rm3 | CENPRI | Rack-9B(Sulzer)
1158 | Local |  |  | ENG-SUL_1285 | Piston, K 34000 | 0 | 3 | 0 | pc/s | WH - Bldg. | CENPRI
1159 | Local |  |  | CON-HOU_1054 | Plastic, Resealable, #10 | 3.4 | 0 | 0 | pc/s | WH - Rm3 | CENPRI | Rack - A3
1160 | Local |  |  | CON-HOU_1049 | Plastic, Resealable, #12 | 6 | 0 | 0 | pc/s | WH - Rm3 | CENPRI | Rack - A2
1161 | Local |  |  | CON-HOU_1048 | Plastic, Resealable, #5 | 0.865 | 0 | 0 | pc/s | WH - Rm3 | CENPRI | Rack - A2
1162 | Local |  |  | CON-HOU_1056 | Plastic, Resealable, #7 | 1.25 | 0 | 0 | pc/s | WH - Rm3 | CENPRI | Rack - A2
1163 | Local |  |  | CON-HOU_1047 | Plastic, Resealable, #8 | 2.025 | 0 | 0 | pc/s | WH - Rm3 | CENPRI | Rack - A2
1164 | Local |  |  | CON-HOU_1055 | Plastic, Resealable, #9 | 2.4 | 0 | 0 | pc/s | WH - Rm3 | CENPRI | Rack - A3
1165 | Local |  |  | BUI-MAT_1209 | Plate, Checkered, 4mm x 4ft x 8ft | 4210 | 0 | 0 | sht/s
1166 | Local |  |  | BUI-MAT_1049 | Plate, Plain, MS, A36, 1/2" x 4 x 8 | 5519.35 | 0 | 0 | sht/s
1167 | Local |  |  | BUI-MAT_1133 | Plate, Plain, MS, A36, 20mm x 4 x 8 | 21545.7 | 1 | 0 | sht/s | WH - Bldg. | CENPRI
1168 | Local |  |  | BUI-MAT_1110 | Plate, SS 304, 4 ft x 8 ft x 0.5 mm | 2027.8667 | 0 | 0 | sht/s | WH - Bldg. | CENPRI
1169 | Local |  |  | AUX-PAR_1169 | Plates, Channel, PHE Cooler, Alfa Laval M15BFML | 0 | 227 | 0 | pc/s | WH - Rm3 | CENPRI
1170 | Local |  |  | TOO-HAN_1084 | Plier, Electrical, 8" | 198 | 0 | 0 | pc/s | WH - Rm3 | CENPRI
1171 | Local |  |  | AUX-PAR_1182 | Plug, Fabricated, Lube Oil Cooler | 480 | 0 | 0 | pc/s | WH - Rm3 | CENPRI | Rack - D1
1172 | Local |  |  | BUI-PIP_1341 | Plug, GI, 1/2" dia. | 10 | 2 | 0 | pc/s
1173 | Local |  |  | CON-EIC_1176 | Plug, Rubber, 2 Prong, 15A, 250V | 80.75 | 0 | 0 | pc/s
1174 | Local |  |  | ENG-SUL_1168 | Plunger For Fuel Injection Valve, K 27208 | 0 | 50 | 0 | pc/s | WH - Rm3 | CENPRI | Rack-6B(Sulzer)
1175 | Local |  |  | CON-CON_1278 | Plyboard, 3/4" x 4ft x 8ft | 1115 | 0 | 0 | sht/s
1176 | Local |  |  | CON-CON_1284 | Plywood, Marine, 18mm x 4ft x 8ft | 1445 | 0 | 0 | sht/s
1177 | Local |  |  | BUI-MAT_1054 | Plywood, Ordinary, 1/2" x 4 ft x 8 ft | 340 | 5 | 0 | sht/s | WH - Bldg. | CENPRI
1178 | Local |  |  | BUI-MAT_1052 | Plywood, Ordinary, 3/8" x 4 ft x 8 ft | 285 | 0 | 0 | sht/s | WH - Bldg. | CENPRI
1179 | Local |  |  | CON-CON_1267 | Plywood, Ordinary, Marine, 1/4" x 4 x 8 | 290 | 0 | 0 | sht/s
1180 | Local |  |  | CON-CON_1260 | Plywood, Ordinary, Marine, 3/4" x 4 x 8 | 1055 | 0 | 0 | sht/s | WH - Rm3 | CENPRI
1181 | Local |  |  | BUI-MAT_1165 | Plywood, Ordinary, Substandard, 4.5mm x 4" x 8ft | 147.5 | 6 | 0 | sht/s | WH - Bldg. | CENPRI
1182 | Manila |  |  | CON-EIC_1209 | Polyester Felt, 12 mm x 3 ft x 3 ft | 6900 | 0 | 0 | roll/s | WH - Rm3 | CENPRI
1183 | Manila |  |  | FFE-COM_1011 | Portable Radio, CHF/FM, Frequency Range: 136-174 Mhz, 99 Groups Memory Channels, 2.5 Watts, Tone Coded Privacy Sub Channels, Aplha-Numeric & Iconic Display, Compact & Light weight, Clean & Clear Audio, Battery Indicator | 4758 | 0 | 0 | unit/s | WH - Rm1 | CENPRI
1184 | Local |  |  | ENG-SUL_1214 | Pressure Spring For Valve Drive, PN 3446426042, K 44111 | 0 | 6 | 0 | pc/s | WH - Rm3 | CENPRI | Rack-9B(Sulzer)
1185 | Manila |  |  | TOO-HAN_1091 | Printer Label, Portable, Brady/Model: BMP21-Plus, RS Stock No.: 817-8785 | 6281.92 | 0 | 0 | unit/s
1186 | Local |  |  | FFE-OFF_1033 | Printer, Epson L120 | 4950 | 0 | 0 | unit/s
1187 | Local |  |  | CON-CHE_1079 | Probe With Spatula | 50 | 0 | 0 | pc/s | WH - Rm3 | CENPRI
1188 | Local |  |  | TOO-HAN_1030 | Prunning Shear Straight, 8" | 130 | 0 | 0 | pc/s | WH - Rm3 | CENPRI
1189 | Manila |  |  | TOO-HAN_1099 | Pry Bar, High Carbon Steel, 12-3/8" | 680 | 2 | 0 | pc/s
1190 | Local |  |  | FFE-OFF_1031 | Pulley, Flag Pole, 1-1/2"Dia | 40 | 0 | 0 | pc/s
1191 | Local |  |  | ENG-SUL_1321 | Pump Holder, VTR 32160 | 0 | 4 | 0 | pc/s | WH - Rm3 | CENPRI | Rack - L3
1192 | Local |  |  | TOO-HAN_1058 | Punch, Hollow, Set 3-19mm, Brand: Hoyoma | 490 | 0 | 0 | set/s
1193 | Local |  |  | BUI-MAT_1085 | Purlins, C, 1.0mm x 2" x 3" x 20 ft | 366.835 | -7 | 0 | lgth/s | WH - Bldg. | CENPRI
1194 | Local |  |  | BUI-MAT_1087 | Purlins, C, 1.0mm x 2" x 6" x 20 ft | 399.875 | -9 | 0 | lgth/s | WH - Bldg. | CENPRI
1195 | Manila |  |  | EIC-PAR_1335 | RAC30 V3 QPSK TO 128QAM | 0 | 0 | 0 | pc/s | WH - Rm3 | CENPRI
1196 | Local |  |  | ENG-SUL_1228 | Rack, For Fuel Injection Pump, K 55006 | 0 | 3 | 0 | pc/s | WH - Rm3 | CENPRI | Rack-9C(Sulzer)
1197 | Local |  |  | CON-CHE_1068 | Racumin, ready made | 79.46 | 0 | 0 | pack/s | Chem - Stg | CENPRI
1198 | Local |  |  | CON-HOU_1035 | Rags, Cotton | 48.3846 | -24 | 0 | kg/s
1199 | Local |  |  | TOO-HAN_1024 | Rake, Metal, Wood Handle | 210 | 0 | 0 | pc/s | WH - Rm3 | CENPRI
1200 | Local |  |  | TOO-HAN_1085 | Ratchet Handle, 3/8" Drive | 450 | 0 | 0 | pc/s |  | CENPRI
1201 | Local |  |  | TOO-HAN_1050 | Ratchet, 1/2" Drive | 890 | 0 | 0 | pc/s
1202 | Local |  |  | CON-EIC_1178 | Receptacle, Plastic, Ceiling, 3" Dia | 27.75 | 0 | 0 | pc/s
1203 | Local |  |  | CON-EIC_1200 | Receptacle, Plastic, Ceiling, E27, 4 1/4" | 25 | 0 | 0 | pc/s | WH - Rm3 | CENPRI
1204 | Local |  |  | AUX-PAR_1181 | Reducer, Fabricated, Lube Oil Cooler | 580 | 0 | 0 | pc/s | WH - Rm3 | CENPRI | Rack - D1
1205 | Local |  |  | ENG-SUL_1229 | Regulating Sleeve, For Fuel Injection Pump, K 55005 | 0 | 35 | 0 | pc/s | WH - Rm3 | CENPRI | Rack-9C(Sulzer)
1206 | Local |  |  | AUX-PAR_1160 | Regulator, Air Filter, UF-06 | 0 | 1 | 0 | pc/s | WH - Rm3 | CENPRI | Rack - B2
1207 | Local |  |  | AUX-PAR_1159 | Regulator, Air Pressure, UF-08 | 0 | 4 | 0 | pc/s | WH - Rm3 | CENPRI | Rack - B2
1208 | Local |  |  | EIC-PAR_1101 | Relay, 5A, 240VAC/28VDC, 8-Pin | 0 | 31 | 0 | pc/s
1209 | Local |  |  | EIC-PAR_1324 | Relay, Auxiliary with Socket, 10A, 250Vac, 10A, 30Vdc, 11 Pins, 3PDT, Coil: 24Vdc | 580.3333 | 0 | 0 | pc/s | WH - Rm1 | CENPRI
1210 | Manila |  |  | EIC-PAR_1413 | Relay, Auxiliary with Socket, 230VAC Coil, 4PDT, Model: MY4N-GS | 395 | 0 | 0 | tab/s
1211 | Manila |  |  | EIC-PAR_1405 | Relay, Auxiliary, 125VDC, 10A, 4CO contacts with sockets, LY4N, Omron | 1716 | 0 | 0 | pc/s
1212 | Manila |  |  | EIC-PAR_1426 | Relay, Earth Fault, MH IDMTL, Model: REF 052n, Aux Supply: 110/240 VAC, Current Setting: 0.09-3sec/0.039-1.3sec @10times of the setting current. | 27328 | 1 | 0 | pc/s
1213 | Manila |  |  | EIC-PAR_1428 | Relay, Lock Out, Kraus & Naimer, CA10MS6N004/110, A119469075/100 | 0 | 0 | 0 | unit/s
1214 | Manila |  |  | EIC-PAR_1407 | Relay, Protection for MVSG, Combined Overcurrent & Ground Fault, 48VDC, Sepam 1000+, Type S20 | 90800 | 0 | 0 | pc/s
1215 | Manila |  |  | EIC-PAR_1437 | Relay, Thermal Overload, (12-18A), LRD21 | 740 | 0 | 0 | pc/s
1216 | Manila |  |  | EIC-PAR_1412 | Relay, Thermal Overload, (12-18A), LRE21 | 920.37 | 0 | 0 | pc/s
1217 | Manila |  |  | EIC-PAR_1461 | Relay, Timer, H3CR-A8, Source: 100-240 VAC, 50-60Hz, 100-125VDC, with socket, 8 pins | 2400 | 0 | 0 | set/s
1218 | Manila |  |  | EIC-PAR_1420 | Relay, Timer, H3CR-A8, Source: 24-48 VAC, H3CR-A8AC24-48/DC12-48, w/o socket, 8 pins | 3850 | 0 | 0 | pc/s
1219 | Manila |  |  | ENG-SUL_1028 | Relief Valve, Complete, PN 3446280455, K 27700 | 4536.505 | 13 | 0 | pc/s | WH - Rm3 | CENPRI | Rack-6A(Sulzer)
1220 | Manila |  |  | EIC-PAR_1427 | Resin Rich Coils (108 coils), Standard Winding Kit, Ideal Electric-KVA-6250; Poles: 14, RPM:514, Frame:M7-30, Volts: 6600, Amps: 547, Hz: 60, Ph: 3, Type: SAMB | 0 | 1 | 0 | lot/s
1221 | Local |  |  | ENG-SUL_1152 | Retaining Ring for K 27403, K 27416 | 0 | 41 | 0 | pc/s | WH - Rm3 | CENPRI | Rack-5C(Sulzer)
1222 | Local |  |  | ENG-SUL_1153 | Retaining Ring Type A For Pin K 55015, K 55040 | 0 | 116 | 0 | pc/s | WH - Rm3 | CENPRI | Rack-5C(Sulzer)
1223 | Local |  |  | ENG-SUL_1238 | Retaining Screw For Fuel Injection Pump, K 55022 | 0 | 18 | 0 | pc/s | WH - Rm3 | CENPRI | Rack-9C(Sulzer)
1224 | Local |  |  | BUI-MAT_1217 | Rib Deck, Super, 0.600mm x 1.220m x L.S | 0 | 0 | 0 | pc/s | WH - Bldg. | CENPRI
1225 | Local |  |  | _6379 | Rice Cooker | 0 | 0 | 0 | box/s | WH - Rm1 | CENPRI
1226 | Local |  |  | CON-FUE_1012 | Rimula R4X 15W-40, 20L/pail | 1678.5 | 1 | 0 | pail/s | Chem - Stg | CENPRI
1227 | Local |  |  | ENG-SUL_1185 | Ring For K 27008, PN 3446276163, K 27010 | 0 | 31 | 0 | pc/s | WH - Rm3 | CENPRI | Rack-6C(Sulzer)
1228 | Local |  |  | ENG-SUL_1299 | Ring Nut, VTR-220813 | 0 | 24 | 0 | pc/s | WH - Rm3 | CENPRI | Rack - L2
1229 | Local |  |  | ENG-SUL_1251 | Ring, For Operating Piston, K 34123 | 0 | 1 | 0 | pc/s | WH - Rm3 | CENPRI | Side Wall
1230 | Local |  |  | ENG-SUL_1061 | Ring, Two Parts for Exhaust Piping K81145, K 81145 / 67013 | 0 | 30 | 0 | pc/s | WH - Rm3 | CENPRI | Rack-7D(Sulzer) | Beside Rack 7(Sulzer)
1231 | Local |  |  | AUX-PAR_1185 | Riser Pipe, PVC, With Coupling, 3 Inches | 3340 | 0 | 0 | lgth/s | WH - Bldg. | CENPRI
1232 | Local |  |  | CON-CON_1217 | Rivets, Blind, 3/16 Inch Diameter x 1/2 Inch | 475 | 0 | 0 | box/s | WH - Rm3 | CENPRI
1233 | Local |  |  | CON-CON_1123 | Rivets, Blind, Aluminum, 1/8" x 1/2" | 94 | 3 | 0 | box/s
1234 | Local |  |  | CON-CON_1124 | Rivets, Blind, Aluminum, 1/8" x 3/4" | 158.125 | 6 | 0 | box/s
1235 | Local |  |  | CON-CON_1234 | Rivets, Blind, Aluminum, 5/32" x 1/2" | 280 | 0 | 0 | box/s | WH - Rm3 | CENPRI
1236 | Local |  |  | CON-CON_1250 | Rivets, Blind, Aluminum, 5/32" x 3/4" | 296.25 | 0 | 0 | box/s | WH - Rm3 | CENPRI
1237 | Local |  |  | BUI-MAT_1111 | Rock Boulders, Head Size | 800 | 0 | 0 | cu.m |  | CENPRI
1238 | Local |  |  | ENG-SUL_1269 | Rocker Arm (Main Rocker Arm & Auxiliary Rocker Arm, Complete, K 28000 | 0 | 2 | 0 | pc/s | WH - Extn B | CENPRI
1239 | Manila |  |  | CON-CON_1191 | Rockwool Blanket , With Wire Mesh, 2" Thick x 0.6 meter x 5 meters, | 1697.5 | 0 | 0 | roll/s | WH - Sec 2 | CENPRI
1240 | Manila |  |  | CON-CON_1215 | Rockwool Blanket , With Wire Mesh, 4" Thick, Size: 100mm T x 600mm W x 2.5 Meter L, Density : 60 kgs / cubic, 121 Square Meter is Equivalent To 81 Rolls | 2136.4 | 0 | 0 | roll/s | WH - Bldg. | CENPRI
1241 | Manila |  |  | EIC-PAR_1299 | Rod, Air Terminal, 5/8" dia x 100mm | 3615 | 0 | 0 | unit/s | WH - Rm3 | CENPRI
1242 | Local |  |  | CON-CON_1274 | Rod, Bronze, 1/8" | 580 | 0 | 0 | kg/s
1243 | Local |  |  | ENG-SUL_1084 | Roller for Fuel Injection Pump, K 55028 | 0 | 61 | 0 | pc/s | WH - Rm3 | CENPRI | Rack-10C(Sulzer)
1244 | Local |  |  | CON-CON_1125 | Roof Guard, Baguio Green | 379.3333 | 0 | 0 | gal/s
1245 | Local |  |  | CON-EIC_1109 | Rope Light, LED, Red, 220 Volts | 36 | 0 | 0 | mtr/s | WH - Rm1 | CENPRI
1246 | Local |  |  | CON-EIC_1108 | Rope Light, LED, Warm White, 220 Volts | 29 | 0 | 0 | mtr/s | WH - Rm1 | CENPRI
1247 | Local |  |  | CON-CON_1126 | Rope, Nylon, #300 | 206.6667 | 0 | 0 | roll/s
1248 | Local |  |  | CON-CON_1238 | Rope, Nylon, 1/2" | 18.83 | 0 | 0 | mtr/s | WH - Rm3 | CENPRI
1249 | Local |  |  | CON-CON_1194 | Rope, Nylon, 15mm | 29 | 0 | 0 | mtr/s | WH - Rm3 | CENPRI | Rack - F3
1250 | Local |  |  | CON-CON_1204 | Rope, Nylon, 3/4" | 38 | 0 | 0 | mtr/s | WH - Rm3 | CENPRI
1251 | Local |  |  | CON-CON_1289 | Rope, Nylon, 6mm | 4 | 0 | 0 | mtr/s
1252 | Local |  |  | _6378 | Rosana Rice | 0 | 0 | 0 | sack/s | WH - Rm1 | CENPRI
1253 | Local |  |  | ENG-SUL_1219 | Rotary Slide Valve, For Starting Device, K 43173 | 0 | 6 | 0 | pc/s | WH - Rm3 | CENPRI | Rack-9B(Sulzer)
1254 | Local |  |  | ENG-SUL_1275 | Rotor Assembly | 0 | 5 | 0 | assy/s | WH - Extn B | CENPRI
1255 | Manila |  |  | EIC-PAR_1375 | Router, CISCO, Model: ISR 4431/K9, 4GE, 3NIM, 8G Flash, 4G DRAM, IPB | 840000 | 0 | 0 | unit/s | WH - Rm3 | CENPRI
1256 | Local |  |  | FFE-SSE_1038 | Router, Wireless, TP-Link, 300MBPS | 1250 | 0 | 0 | pc/s | WH - Rm3 | CENPRI
1257 | Local |  |  | ENG-SUL_1268 | Rubber Joint For Oil Sump, K 11826 | 0 | 287.7 | 0 | mtr/s | WH - Rm3 | CENPRI | Sulzer Oring Box 3
1258 | Manila |  |  | AUX-PAR_1231 | Rubber Metal Cushion, Set of Spare For Drive, Westfalia Separator, 0021-3147-750 | 0 | 6 | 0 | pc/s | WH - Rm3 | CENPRI
1259 | Manila |  |  | CON-EIC_1196 | Rubber Tape, Silicon, Self-Fusing, Scotch 70, Size: 1"x30ft | 2430 | 0 | 0 | roll/s
1260 | Local |  |  | CON-EIC_1124 | Rubbing Compound | 65 | 0 | 0 | pc/s | WH - Rm1 | CENPRI
1261 | Local |  |  | CON-CHE_1067 | Rugby, 350ml | 59.3125 | 0 | 0 | bot/s | WH - Rm2 | CENPRI |  | Rack - E2
1262 | Local |  |  | CON-CHE_1056 | Rugby, Contact Cement, 300ml | 45 | 0 | 0 | bot/s
1263 | Local |  |  | CON-CON_1127 | Rust Converter, 4L/gal | 650.75 | 0 | 0 | gal/s
1264 | Local |  |  | CON-HOU_1037 | Sack, Empty | 4.065 | -3 | 0 | pc/s
1265 | Local |  |  | CON-HOU_1063 | Sack, Lamimated (Sakolin), 12 ft x 15 ft | 1890 | 0 | 0 | lot/s | WH - Bldg. | CENPRI
1266 | Local |  |  | CON-HOU_1064 | Sack, Lamimated (Sakolin), 14 ft x 30 ft, Yellow-Green | 4200 | 0 | 0 | lgth/s | WH - Rm3 | CENPRI
1267 | Manila |  |  | EIC-PAR_1300 | Saddle, Round, 5/8" dia x 25-70mm3 Cable Size | 2290 | 0 | 0 | pc/s | WH - Rm3 | CENPRI
1268 | Manila |  |  | FFE-PPE_1029 | Safety Shoe, size-12" | 1890 | 0 | 0 | pair/s
1269 | Manila |  |  | FFE-PPE_1024 | Safety Shoe, size-39 | 1765 | 0 | 0 | pair/s
1270 | Manila |  |  | FFE-PPE_1025 | Safety Shoe, size-40 | 1765 | 0 | 0 | pair/s
1271 | Manila |  |  | FFE-PPE_1026 | Safety Shoe, size-41 | 1765 | 0 | 0 | pair/s
1272 | Manila |  |  | FFE-PPE_1027 | Safety Shoe, size-42 | 1765 | 0 | 0 | pair/s
1273 | Manila |  |  | FFE-PPE_1028 | Safety Shoe, size-43 | 588.3333 | 0 | 0 | pair/s
1274 | Local |  |  | CON-CHE_1057 | Salt, Industrial Grade, Purity 99.5%, 50k/bag (Sodium Chloride) | 19.075 | -500 | 0 | kg/s
1275 | Local |  |  | BUI-MAT_1060 | Sand, Mixing | 536.875 | -1 | 0 | cu.m
1276 | Local |  |  | CON-CON_1128 | Sandpaper, G100 | 7 | 0 | 0 | sht/s
1277 | Local |  |  | CON-CON_1129 | Sandpaper, G1000 | 8.8 | 26 | 0 | sht/s
1278 | Local |  |  | CON-CON_1130 | Sandpaper, G120 | 8.7375 | 0 | 0 | sht/s
1279 | Local |  |  | CON-CON_1131 | Sandpaper, G150 | 6.6667 | 0 | 0 | sht/s
1280 | Local |  |  | CON-CON_1195 | Sandpaper, G180 | 21.875 | 0 | 0 | sht/s | WH - Rm3 | CENPRI | Rack - D2
1281 | Local |  |  | CON-CON_1133 | Sandpaper, G320 | 5 | 0 | 0 | sht/s
1282 | Local |  |  | CON-CON_1136 | Sandpaper, G600 | 7.7143 | 0 | 0 | sht/s
1283 | Local |  |  | CON-CON_1138 | Sandpaper, G80 | 22.4062 | 5 | 0 | sht/s
1284 | Local |  |  | CON-CON_1139 | Sandpaper, G800, (Wet or Dry 518) | 5 | 0 | 0 | sht/s
1285 | Local |  |  | CON-HOU_1038 | Saw Dust | 6.6667 | 0 | 0 | sack/s
1286 | Local |  |  | CON-CON_1140 | Scraper, Industrial | 7 | 0 | 0 | pc/s
1287 | Local |  |  | BUI-MAT_1141 | Screen, Aluminum, 4 ft | 180 | 0 | 0 | sht/s | WH - Bldg. | CENPRI
1288 | Local |  |  | TOO-HAN_1020 | Screw Driver, 8-in-1, Interchangeable in 9 Way | 540 | 0 | 0 | set/s | WH - Rm3 | CENPRI | Rack - E2
1289 | Local |  |  | ENG-SUL_1315 | Screw M6 x1 0mm, VTR 34163 | 0 | 3 | 0 | pc/s | WH - Rm3 | CENPRI | Rack - L2
1290 | Local |  |  | ENG-SUL_1325 | Screw Plug, VTR 5891 A | 0 | 6 | 0 | pc/s | WH - Rm3 | CENPRI | Rack - L3
1291 | Local |  |  | ENG-SUL_1326 | Screw Plug, VTR 5891 B | 0 | 6 | 0 | pc/s | WH - Rm3 | CENPRI | Rack - L3
1292 | Local |  |  | CON-CON_1251 | Screw with Tox Plastic ( as per sample ) | 9.765 | 0 | 0 | set/s | WH - Rm1 | CENPRI
1293 | Local |  |  | CON-CON_1264 | Screw, (for hardiflex) | 1 | 0 | 0 | pc/s
1294 | Manila |  |  | AUX-PAR_1239 | Screw, Allen, Set of Spare for Bowl, Westfalia Separator, 0019-6122-400 | 0 | 16 | 0 | pc/s | WH - Rm3 | CENPRI
1295 | Local |  |  | ENG-SUL_1317 | Screw, Hex Headed, M5 x 35mm, VTR 51008 | 0 | 5 | 0 | pc/s | WH - Rm3 | CENPRI | Rack - L2
1296 | Local |  |  | CON-CON_1306 | Screw, Metal , 4mm x 1" -L | 0.75 | 0 | 0 | pc/s
1297 | Local |  |  | CON-CON_1230 | Screw, Metal , 6mm x 1" | 0.5 | 0 | 0 | pc/s | WH - Rm3 | CENPRI
1298 | Local |  |  | CON-CON_1229 | Screw, Metal, 1/4" | 0.81 | 0 | 0 | pc/s | WH - Rm1 | CENPRI
1299 | Local |  |  | CON-CON_1237 | Screw, Metal, 10mm x 1-1/2" | 1.5 | 0 | 0 | pc/s | WH - Rm3 | CENPRI
1300 | Local |  |  | CON-CON_1233 | Screw, Metal, 10mm x 1/2" | 1.5 | 0 | 0 | pc/s | WH - Rm3 | CENPRI
1301 | Local |  |  | CON-EIC_1119 | Screw, MS 10 x 1-1/4" | 1.75 | 0 | 0 | pc/s | WH - Rm1 | CENPRI
1302 | Local |  |  | CON-EIC_1120 | Screw, MS 4 x 1/2" | 0.75 | 0 | 0 | pc/s | WH - Rm1 | CENPRI
1303 | Local |  |  | CON-CON_1300 | Screw, Self-Drilling, 8mm x 1", (Tek Screw) / pcs | 1.5 | 0 | 0 | pc/s
1304 | Local |  |  | CON-CON_1301 | Screw, Self-Drilling, 8mm x 1-1/2", (Tek Screw) / pcs | 1.5 | 0 | 0 | pc/s
1305 | Local |  |  | CON-CON_1050 | Screw, Self-Drilling, 8mm x 2", (Tek Screw) | 280 | -1 | 0 | box/s
1306 | Local |  |  | CON-CON_1248 | Screw, Self-Drilling, 8mm x 2", (Tek Screw) / pcs | 0.9625 | 549 | 0 | pc/s | WH - Rm3 | CENPRI
1307 | Local |  |  | CON-CON_6374 | Screw, Wood, 3/16 x 1" | 0.93333 | 0 | 0 | pc/s | WH - Rm3 |  | Rack - E1
1308 | Local |  |  | CON-OEA_1043 | Scrubbing Pad, Scotch Brite 3M, 95 x 15mm | 77 | 0 | 0 | pc/s
1309 | Local |  |  | EIC-PAR_1321 | SD Card, Sandisk, Ultra SDHC, 16GB, UHS1 48MBPS | 500 | 0 | 0 | pc/s | WH - Rm1 | CENPRI
1310 | Local |  |  | ENG-SUL_1105 | Seal for Studbolt for Cylinder Head | 0 | 93 | 0 | pc/s | WH - Rm3 | CENPRI | Rack-1C(Sulzer)
1311 | Manila |  |  | AUX-PAR_1202 | Seal, Mechanical, 28mm | 1625 | 1 | 0 | pc/s | WH - Rm3 | CENPRI | Rack - F2
1312 | Local |  |  | AUX-PAR_1200 | Seal, Mechanical, Carbon vs Ceramic, ID 36mm x OD 53.5mm x 63mm T/LT | 11400 | 0 | 0 | pc/s | WH - Rm3 | CENPRI | Rack - F2
1313 | Local |  |  | AUX-PAR_1188 | Seal, Mechanical, Single Spring, 32mm | 2525 | 2 | 0 | set/s | WH - Rm1 | CENPRI | Rack - F2
1314 | Local |  |  | AUX-PAR_1258 | Seal, Mechanical, Type 300, Carbon Ceramic, ID 1/2", OD 1" | 312.5 | 1 | 0 | pc/s | WH - Rm3 | CENPRI
1315 | Local |  |  | AUX-PAR_1184 | Seal, Oil, 100mm x 75mm x 12mm | 200.75 | 0 | 0 | pc/s | WH - Rm3 | CENPRI | Rack - E2
1316 | Local |  |  | AUX-PAR_1261 | Seal, Oil, 22mm x 32mm x 7mm | 388 | 0 | 0 | pc/s
1317 | Local |  |  | AUX-PAR_1227 | Seal, Oil, 23mm x 12mm x 7mm, 109620N | 140 | 0 | 0 | pc/s
1318 | Local |  |  | AUX-PAR_1228 | Seal, Oil, 29mm x 15mm x 7mm, 100479N | 292 | 0 | 0 | pc/s
1319 | Local |  |  | AUX-PAR_1211 | Seal, Oil, 55mm x 70mm x 10mm | 250 | 0 | 0 | pc/s | WH - Rm3 | CENPRI | Rack - F2
1320 | Local |  |  | ENG-SUL_1110 | Seal, Oil, K 43567 | 0 | 6 | 0 | pc/s | WH - Rm3 | CENPRI | Rack-2A(Sulzer) | Drawer 1
1321 | Local |  |  | ENG-SUL_1109 | Seal, Oil, K 43568 | 0 | 6 | 0 | pc/s | WH - Rm3 | CENPRI | Rack-2A(Sulzer) | Drawer 1
1322 | Local |  |  | ENG-SUL_1122 | Seal, Shaft for Rack K 55006, K 55041 | 0 | 47 | 0 | pc/s | WH - Rm3 | CENPRI | Rack-2A(Sulzer) | Drawer 3
1323 | Local |  |  | CON-EIC_1173 | Sealant, Foam, Expanding | 370 | 0 | 0 | can/s
1324 | Local |  |  | CON-CON_1141 | Sealant, Roof | 1365.4 | 0 | 0 | gal/s | WH - Rm3 | CENPRI | Rack - G1
1325 | Local |  |  | CON-CON_1258 | Sealant, Roof, Liters | 468 | 0 | 0 | ltr/s | WH - Rm3 | CENPRI
1326 | Local |  |  | CON-CON_1252 | Sealant, Roof, Pouch | 56 | 0 | 0 | pack/s | WH - Rm3 | CENPRI
1327 | Local |  |  | CON-CON_1293 | Sealant, Roof, Water Stop 200ml | 375 | 0 | 0 | can/s
1328 | Local |  |  | CON-CON_1142 | Sealant, Silicon | 94.19 | 10 | 0 | tube/s
1329 | Local |  |  | CON-CON_1143 | Sealer, Sanding, Lacquer | 94.75 | 0 | 0 | ltr/s
1330 | Local |  |  | CON-CON_1304 | Sealer, Sanding, Lacquer, Gal | 550 | 0 | 0 | gal/s | WH - Rm3 | CENPRI
1331 | Local |  |  | ENG-SUL_1127 | Sealing for Cover K 46140, K 46141 | 0 | 3 | 0 | pc/s | WH - Rm3 | CENPRI | Rack-2B(Sulzer)
1332 | Local |  |  | ENG-SUL_1129 | Sealing for Housing K 27259, PN 3446286468, K 27262 | 0 | 12 | 0 | pc/s | WH - Rm3 | CENPRI | Rack-2B(Sulzer)
1333 | Local |  |  | ENG-SUL_1124 | Sealing for K 16102 and K 16150, K 16105 | 0 | 15 | 0 | pc/s | WH - Rm3 | CENPRI | Rack-2B(Sulzer)
1334 | Local |  |  | ENG-SUL_1128 | Sealing for K 44130, K 44131 | 0 | 12 | 0 | pc/s | WH - Rm3 | CENPRI | Rack-2B(Sulzer)
1335 | Local |  |  | ENG-SUL_1174 | Sealing Ring, For Starting Valve, K 27419 | 0 | 3 | 0 | pc/s | WH - Rm3 | CENPRI | Rack-6B(Sulzer)
1336 | Local |  |  | ENG-SUL_1163 | Sealing Ring, PN K21407, K 21407 | 0 | 33 | 0 | pc/s | WH - Rm3 | CENPRI |  | Side Rack 5-Sulzer
1337 | Local |  |  | ENG-SUL_1195 | Sealing, For Flange K 55019, K 55020 | 0 | 7 | 0 | pc/s | WH - Rm3 | CENPRI | Rack-8B(Sulzer)
1338 | Local |  |  | ENG-SUL_1194 | Sealing, For Handle K 27008, K 27054 | 0 | 7 | 0 | pc/s | WH - Rm3 | CENPRI | Rack-8B(Sulzer)
1339 | Manila |  |  | BUI-MAT_1173 | Secondary Rack 2-Wire Without Spool | 0 | 0 | 0 | set/s | WH - Rm3 | CENPRI
1340 | Local |  |  | ENG-SUL_1202 | Self Lock Nut, K 45042 B | 0 | 54 | 0 | pc/s | WH - Rm3 | CENPRI | Rack-9B(Sulzer)
1341 | Local |  |  | ENG-SUL_1201 | Self Locking Nut, For Lever K45025, K 45042 A | 0 | 25 | 0 | pc/s | WH - Rm3 | CENPRI | Rack-9B(Sulzer)
1342 | Local |  |  | ENG-SUL_1050 | Serrated Bolt, K 33420 | 0 | 42 | 0 | pc/s | WH - Rm3 | CENPRI | Rack-10B(Sulzer)
1343 | Local |  |  | ENG-SUL_1211 | Serto Angle Adjustment Piece, For Control Element Cabinet, K 46372 | 0 | 3 | 0 | pc/s | WH - Rm3 | CENPRI | Rack-9B(Sulzer)
1344 | Local |  |  | ENG-SUL_1087 | SERTO Clamping Ring for Fuel Pipe, K 87164 | 0 | 70 | 0 | pc/s | WH - Rm3 | CENPRI | Rack-10C(Sulzer)
1345 | Manila |  |  | ENG-SUL_1023 | SERTO Connecting Nut for Fuel Pipe, K 87163 | 0 | 22 | 0 | pc/s | WH - Rm3 | CENPRI
1346 | Local |  |  | ENG-SUL_1212 | Serto Screwed Bulkhead Connection, K 46376 | 0 | 6 | 0 | pc/s | WH - Rm3 | CENPRI | Rack-9B(Sulzer)
1347 | Manila |  |  | ENG-SUL_1022 | SERTO Screwed Union for Fuel Pipe, DN 18, K 87162 | 0 | 24 | 0 | pc/s | WH - Rm3 | CENPRI
1348 | Manila |  |  | AUX-PAR_1256 | Set of Spare for Bowl, Westfalia Separator OSC15-0136 | 20433.6 | 2 | 0 | set/s | WH - Rm3 | CENPRI
1349 | Manila |  |  | AUX-PAR_1257 | Set of Spare for Drive, Westfalia Separator OSC15-0136 | 57870 | 2 | 0 | set/s | WH - Rm3 | CENPRI
1350 | Local |  |  | ENG-SUL_1054 | Shaft for Cooling Water Pump, K 73023 | 0 | 1 | 0 | pc/s | WH - Rm3 | CENPRI | Rack-10C(Sulzer)
1351 | Local |  |  | ENG-SUL_1077 | Shaft for Starting Device, K 43179 | 0 | 1 | 0 | pc/s | WH - Rm3 | CENPRI | Rack-10B(Sulzer)
1352 | Local |  |  | ENG-SUL_1294 | Shaft Protecting Sleeve | 0 | 2 | 0 | pc/s | WH - Rm3 | CENPRI
1353 | Local |  |  | ENG-SUL_1240 | Shaft, K 46111 | 0 | 1 | 0 | pc/s | WH - Rm3 | CENPRI | Rack-9C(Sulzer)
1354 | Local |  |  | ENG-SUL_1055 | Shaft, K 73225 | 0 | 1 | 0 | pc/s | WH - Rm3 | CENPRI | Rack-10C(Sulzer)
1355 | Local |  |  | ENG-SUL_1005 | Shaft, Lube Oil Priming Pump, Fabricated | 1600 | 0 | 0 | pc/s | WH - Rm3 | CENPRI
1356 | Local |  |  | BUI-MAT_1224 | Sheet, GI, Corrugated, 10ft x 90 cm x Gauge 0.33 | 352.5 | 0 | 0 | sht/s
1357 | Local |  |  | BUI-MAT_1185 | Sheet, GI, Corrugated, 12 ft x 80 cm x Gauge 0.4 | 456 | 0 | 0 | sht/s
1358 | Local |  |  | BUI-MAT_1158 | Sheet, GI, Corrugated, 8 ft x 80 cm x Gauge 0.4 | 302 | 0 | 0 | sht/s | WH - Bldg. | CENPRI
1359 | Local |  |  | BUI-MAT_1210 | Sheet, GI, Corrugated, 8ft x 90 cm x Gauge 0.33 | 300 | 0 | 0 | sht/s
1360 | Local |  |  | BUI-MAT_1089 | Sheet, GI, Plain, 0.5mm x 4 x 8 | 455.6667 | 0 | 0 | sht/s | WH - Bldg. | CENPRI
1361 | Local |  |  | BUI-MAT_1149 | Sheet, GI, Plain, 1 mm x 4 ft x 8 ft | 721.2 | 6 | 0 | sht/s | WH - Bldg. | CENPRI
1362 | Local |  |  | BUI-MAT_1190 | Sheet, Plain, 0.6mm x 4 ft x 8 ft | 766.6667 | 8 | 0 | sht/s | WH - Bldg. | CENPRI
1363 | Local |  |  | BUI-MAT_1065 | Sheet, Plain, 1 mm x 4 ft x 8 ft | 368.375 | 1 | 0 | sht/s | WH - Bldg. | CENPRI
1364 | Local |  |  | BUI-MAT_1152 | Sheet, Plain, Aluminum, 4 ft x 8 ft x 0.8mm Gauge 16 | 1326 | 0 | 0 | sht/s | WH - Rm3 | CENPRI
1365 | Local |  |  | CON-HOU_1060 | Sheeting Garden, Black Heavy Duty Polyethylene Plastic, 4 meters x 25 meters, Offered: Plastic Mulch, 1.5 meters x 400 meters | 2200 | 0 | 0 | roll/s | WH - Rm3 | CENPRI
1366 | Local |  |  | CON-FUE_1013 | Shell Corena S4 P100 | 17056.374 | 1 | 0 | pail/s
1367 | Local |  |  | ENG-SUL_1171 | Shim, For Relief Valve, K 27706 | 0 | 23 | 0 | pc/s | WH - Rm3 | CENPRI | Rack-6B(Sulzer)
1368 | Manila |  |  | FFE-UNI_1036 | Shirt, Reflectorized, Double Extra Large, Cotton, Maroon | 275 | 0 | 0 | pc/s
1369 | Manila |  |  | FFE-UNI_1025 | Shirt, Reflectorized, Extra Large, Cotton, Green | 275 | 0 | 0 | pc/s
1370 | Manila |  |  | FFE-UNI_1033 | Shirt, Reflectorized, Extra Small, Cotton, Maroon | 275 | 0 | 0 | pc/s
1371 | Manila |  |  | FFE-UNI_1003 | Shirt, Reflectorized, Large, Cotton, Green | 137.5 | 0 | 0 | pc/s | WH - Rm1 | CENPRI
1372 | Manila |  |  | FFE-UNI_1035 | Shirt, Reflectorized, Large, Cotton, Maroon | 275 | 0 | 0 | pc/s
1373 | Manila |  |  | FFE-UNI_1024 | Shirt, Reflectorized, Long Sleeved, 2XLarge(XXL), Cotton, Gray | 290 | 0 | 0 | pc/s | WH - Rm1 | CENPRI
1374 | Manila |  |  | FFE-UNI_1029 | Shirt, Reflectorized, Long Sleeved, Double Extra Large, Cotton, Maroon | 290 | 0 | 0 | pc/s
1375 | Manila |  |  | FFE-UNI_1023 | Shirt, Reflectorized, Long Sleeved, Extra Small, Cotton, Gray | 0 | 0 | 0 | pc/s | WH - Rm1 | CENPRI
1376 | Manila |  |  | FFE-UNI_1030 | Shirt, Reflectorized, Long Sleeved, Extra Small, Cotton, Maroon | 290 | 0 | 0 | pc/s
1377 | Manila |  |  | FFE-UNI_1011 | Shirt, Reflectorized, Long Sleeved, Large, Cotton, Apple Green | 0 | 0 | 0 | pc/s | WH - Rm1 | CENPRI
1378 | Manila |  |  | FFE-UNI_1015 | Shirt, Reflectorized, Long Sleeved, Large, Cotton, Gray | 0 | 0 | 0 | pc/s | WH - Rm1 | CENPRI
1379 | Manila |  |  | FFE-UNI_1028 | Shirt, Reflectorized, Long Sleeved, Large, Cotton, Maroon | 290 | 0 | 0 | pc/s
1380 | Manila |  |  | FFE-UNI_1021 | Shirt, Reflectorized, Long Sleeved, Large, Cotton, Orange | 0 | 0 | 0 | pc/s | WH - Rm1 | CENPRI
1381 | Manila |  |  | FFE-UNI_1026 | Shirt, Reflectorized, Long Sleeved, Large, Cotton, Royal Blue | 290 | 0 | 0 | pc/s
1382 | Manila |  |  | FFE-UNI_1010 | Shirt, Reflectorized, Long Sleeved, Medium, Cotton, Apple Green | 0 | 0 | 0 | pc/s | WH - Rm1 | CENPRI
1383 | Manila |  |  | FFE-UNI_1016 | Shirt, Reflectorized, Long Sleeved, Medium, Cotton, Gray | 0 | 0 | 0 | pc/s | WH - Rm1 | CENPRI
1384 | Manila |  |  | FFE-UNI_1027 | Shirt, Reflectorized, Long Sleeved, Medium, Cotton, Maroon | 290 | 0 | 0 | pc/s
1385 | Manila |  |  | FFE-UNI_1020 | Shirt, Reflectorized, Long Sleeved, Medium, Cotton, Orange | 0 | 0 | 0 | pc/s | WH - Rm1 | CENPRI
1386 | Manila |  |  | FFE-UNI_1018 | Shirt, Reflectorized, Long Sleeved, Medium, Cotton, Royal Blue | 0 | 0 | 0 | pc/s | WH - Rm1 | CENPRI
1387 | Manila |  |  | FFE-UNI_1009 | Shirt, Reflectorized, Long Sleeved, Small, Cotton, Apple Green | 0 | 0 | 0 | pc/s | WH - Rm1 | CENPRI
1388 | Manila |  |  | FFE-UNI_1031 | Shirt, Reflectorized, Long Sleeved, Small, Cotton, Maroon | 290 | 0 | 0 | pc/s
1389 | Manila |  |  | FFE-UNI_1019 | Shirt, Reflectorized, Long Sleeved, Small, Cotton, Orange | 0 | 0 | 0 | pc/s | WH - Rm1 | CENPRI
1390 | Manila |  |  | FFE-UNI_1017 | Shirt, Reflectorized, Long Sleeved, Small, Cotton, Royal Blue | 0 | 0 | 0 | pc/s | WH - Rm1 | CENPRI
1391 | Manila |  |  | FFE-UNI_1012 | Shirt, Reflectorized, Long Sleeved, XLarge, Cotton, Apple Green | 0 | 0 | 0 | pc/s | WH - Rm1 | CENPRI
1392 | Manila |  |  | FFE-UNI_1014 | Shirt, Reflectorized, Long Sleeved, XLarge, Cotton, Gray | 0 | 0 | 0 | pc/s | WH - Rm1 | CENPRI
1393 | Manila |  |  | FFE-UNI_1022 | Shirt, Reflectorized, Long Sleeved, XLarge, Cotton, Orange | 0 | 0 | 0 | pc/s | WH - Rm1 | CENPRI
1394 | Manila |  |  | FFE-UNI_1013 | Shirt, Reflectorized, Long Sleeved, XSmall, Cotton, Gray | 0 | 0 | 0 | pc/s | WH - Rm1 | CENPRI
1395 | Manila |  |  | FFE-UNI_1034 | Shirt, Reflectorized, Medium, Cotton, Maroon | 275 | 0 | 0 | pc/s
1396 | Manila |  |  | FFE-UNI_1032 | Shirt, Reflectorized, Small, Cotton, Maroon | 275 | 0 | 0 | pc/s
1397 | Manila |  |  | FFE-UNI_1004 | Shirt, Reflectorized, XXLarge, Cotton, Green | 137.5 | 0 | 0 | pc/s | WH - Rm1 | CENPRI
1398 | Local |  |  | TOO-HAN_1023 | Shovel | 350 | 0 | 0 | pc/s | WH - Rm3 | CENPRI
1399 | Local |  |  | CON-CON_1221 | Shower Head | 380 | 1 | 0 | set/s | WH - Rm1 | CENPRI
1400 | Local |  |  | ENG-SUL_1298 | Shroud Ring | 0 | 2 | 0 | pc/s | WH - Rm3 | CENPRI
1401 | Manila |  |  | EIC-PAR_1457 | Shut Down Solenoid With Latch For UG-40 | 255000 | 1 | 0 | assy/s | WH - Rm3 | CENPRI | Rack - A1
1402 | Local |  |  | ENG-SUL_1196 | Shut-off Piston, For Shaft K 46111, K 46113 | 0 | 1 | 0 | pc/s | WH - Rm3 | CENPRI | Rack-9B(Sulzer)
1403 | Manila |  |  | EIC-PAR_1371 | Side Strap With Clamp | 0 | 0 | 0 | pc/s | WH - Rm3 | CENPRI
1404 | Manila |  |  | CON-CHE_1059 | Silica Gel, Blue | 273.3333 | 8 | 0 | kg/s
1405 | Local |  |  | ENG-SUL_1293 | Sleeve for Gas Inlet Casing | 0 | 2 | 0 | set/s | WH - Rm3 | CENPRI
1406 | Local |  |  | ENG-SUL_1137 | Sleeve, Operating Piston, K 34124 | 0 | 3 | 0 | pc/s | WH - Rm3 | CENPRI | Rack-4D(Sulzer)
1407 | Local |  |  | AUX-PAR_1192 | Sleeve, Shafting of Lube Oil Purifier No. 1 | 0 | 0 | 0 | pc/s | WH - Rm1 | CENPRI
1408 | Local |  |  | ENG-SUL_1088 | Slide for Oil Pump, K 71037 | 0 | 1 | 0 | pc/s | WH - Rm3 | CENPRI | Rack-10C(Sulzer)
1409 | Local |  |  | TOO-HAN_1006 | Sling, Nylon, 2 meters x 2" x 2 tons | 700 | 0 | 0 | pc/s | WH - Rm3 | CENPRI | Rack - C3
1410 | Local |  |  | TOO-HAN_1038 | Sling, Nylon, 3 meters x 3" x 3 tons | 1620 | 0 | 0 | pc/s | WH - Rm1 | CENPRI
1411 | Local |  |  | TOO-HAN_1039 | Sling, Nylon, 4 meters x 3" x 3 tons | 1800 | 0 | 0 | pc/s | WH - Rm1 | CENPRI
1412 | Local |  |  | ENG-SUL_1175 | Snap Ring, For Spring Plate K 44113, K 44127 | 0 | 2 | 0 | pc/s | WH - Rm3 | CENPRI | Rack-6B(Sulzer)
1413 | Local |  |  | ENG-SUL_1233 | Snap Ring, K 55024 | 0 | 12 | 0 | pc/s | WH - Rm3 | CENPRI | Rack-9C(Sulzer)
1414 | Local |  |  | CON-HOU_1040 | Soap, Liquid, All- Purpose | 226.8 | 1 | 0 | gal/s | WH - Rm3 | CENPRI | Rack - E2
1415 | Local |  |  | CON-HOU_1052 | Soap, Liquid, All- Purpose, Liters | 64.8 | 3 | 0 | ltr/s | WH - Rm3 | CENPRI | Rack - E4
1416 | Local |  |  | CON-HOU_1059 | Soap, Special Powder | 55 | 0 | 0 | kg/s | WH - Rm1 | CENPRI
1417 | Local |  |  | EIC-PAR_1125 | Socket Adapter, Light Bulb - Plug Outlet, 125V, 660W | 0 | 1 | 0 | pc/s | WH - Rm1 | CENPRI | Rack - O1
1418 | Local |  |  | TOO-HAN_1095 | Socket Adaptor, 1/2" Female x 3/8" Male | 300 | 0 | 0 | pc/s | WH - Rm3 | CENPRI
1419 | Local |  |  | ENG-SUL_1323 | Socket Screw | 0 | 10 | 0 | pc/s | WH - Rm3 | CENPRI | Rack - L3
1420 | Local |  |  | EIC-PAR_1130 | Socket, Relay, Din Rail, Round, 10A, 250V, 8-Pin | 0 | 10 | 0 | pc/s
1421 | Local |  |  | EIC-PAR_1137 | Socket, Rubberized | 20.8 | 0 | 0 | pc/s
1422 | Manila |  |  | FFE-SSE_1034 | Solar Aviation Obstruction Light, ICAO (Annex 14) Low Intensity Light Type A, LED, Red, Battery Capacity:3.6V/8AH NiHM, Vertical degree:>_ 10 Deg., Horizontal degree: 360 Deg., Flash Setting: 60 times/minute | 11500 | 0 | 0 | unit/s | WH - Rm1 | CENPRI
1423 | Manila |  |  | EIC-PAR_1442 | Solenoid Valve, 3-Way, MAC 56C-13-681BA Valve, Coil= 68, 120 VDC, 6.4 Watts, Model: 100 TYP XX | 10644.48 | 0 | 0 | pc/s | WH - Rm3 | CENPRI | Rack - A1
1424 | Local |  |  | EIC-PAR_1434 | Solenoid Valve, Shutdown, 24VDC | 750 | 0 | 0 | pc/s
1425 | Local |  |  | CON-CON_1213 | Solvent, PVC, 100 C | 29 | 0 | 0 | can/s | WH - Rm3 | CENPRI
1426 | Local |  |  | TOO-HAN_1005 | Spade, Cane Cutter | 155 | 0 | 0 | pc/s
1427 | Local |  |  | ENG-SUL_1307 | Spare Oil Pump WZ Turbine End, VTR 401 | 0 | 3 | 0 | pc/s | WH - Rm3 | CENPRI | Rack - L1
1428 | Manila |  |  | EIC-PAR_1341 | Spare Type N Male Crimp / Crimp Connector 300 Type | 0 | 0 | 0 | pc/s | WH - Rm3 | CENPRI
1429 | Manila |  |  | ENG-SUL_1017 | Special Bolt for K 28005, K 28034 | 0 | 48 | 0 | pc/s | WH - Rm3 | CENPRI | Rack-10C(Sulzer)
1430 | Local |  |  | ENG-SUL_1080 | Special Bolt for Main Rocker Arm K 28005, K 28035 | 0 | 23 | 0 | pc/s | WH - Rm3 | CENPRI | Rack-10C(Sulzer)
1431 | Local |  |  | ENG-SUL_1039 | Spherical Headed Pin for K 28005 & K 28015, K 28009 | 0 | 88 | 0 | pc/s | WH - Rm3 | CENPRI | Rack-10A(Sulzer)
1432 | Local |  |  | ENG-SUL_1215 | Spherical Pin For Valve Drive, K 44112 | 0 | 12 | 0 | pc/s |  | CENPRI | Rack-9B(Sulzer)
1433 | Local |  |  | ENG-SUL_1210 | Spindle , K 46114 | 0 | 1 | 0 | pc/s | WH - Rm3 | CENPRI | Rack-9B(Sulzer)
1434 | Local |  |  | ENG-SUL_1182 | Spindle, For Starting Valve, K 27401 | 0 | 15 | 0 | pc/s | WH - Rm3 | CENPRI | Rack-6C(Sulzer)
1435 | Local |  |  | ENG-SUL_1049 | Spiral Gear for Governor Drive, K 51132 | 0 | 1 | 0 | pc/s | WH - Rm3 | CENPRI | Rack-10B(Sulzer)
1436 | Local |  |  | FFE-COM_1012 | Splitter, Amplifier Repeater, HDMI, 1 in 4 out box hub full, 1080p HD | 895 | 0 | 0 | pc/s
1437 | Local |  |  | BUI-PIP_1354 | Spool, GI, Sch 40, 3" x 6", Male Threaded, S30 | 300 | 0 | 0 | pc/s
1438 | Local |  |  | TOO-HAN_1034 | Spray Gun, High Pressure, 1.5mm Fluid Nozzle, 3.0 Bar Air Pressure Required, 75L/min Air Consumption, 95cc/min Output, 110mm Pattern Width of Fan Shaped, 0.4 kw Compressor Required | 850 | 0 | 0 | unit/s | WH - Rm3 | CENPRI
1439 | Local |  |  | ENG-SUL_1177 | Spring Cage For K 28041, K 28042 | 0 | 66 | 0 | pc/s | WH - Rm3 | CENPRI | Rack-6B(Sulzer)
1440 | Local |  |  | ENG-PIE_1027 | Spring Element, Complete For Operating Piston, K 34150 | 0 | 17 | 0 | pc/s | WH - Rm3 | CENPRI | Rack-6B(Sulzer)
1441 | Local |  |  | ENG-SUL_1086 | Spring for Fuel Injection Pump, K 55018 | 0 | 2 | 0 | pc/s | WH - Rm3 | CENPRI | Rack-10C(Sulzer)
1442 | Local |  |  | ENG-SUL_1167 | Spring Plate For Fuel Injection Valve, K 27205 A | 0 | 33 | 0 | pc/s | WH - Rm3 | CENPRI | Rack-6B(Sulzer)
1443 | Local |  |  | ENG-SUL_1172 | Spring Plate, For Fuel Injection Valve, K 27205 B | 0 | 48 | 0 | pc/s | WH - Rm3 | CENPRI | Rack-6B(Sulzer)
1444 | Local |  |  | ENG-SUL_1213 | Spring, For Flexible Rodding, K 45005 | 0 | 1 | 0 | pc/s | WH - Rm3 | CENPRI | Rack-9B(Sulzer)
1445 | Local |  |  | ENG-SUL_1188 | Spring, For Fuel Pressure Valve, PN 3446286100, K 27257 | 0 | 72 | 0 | pc/s | WH - Rm3 | CENPRI | Rack-6C(Sulzer)
1446 | Local |  |  | ENG-SUL_1220 | Spring, For Non Return Valve K 43515, K 43519 | 0 | 16 | 0 | pc/s | WH - Rm3 | CENPRI | Rack-9B(Sulzer)
1447 | Local |  |  | ENG-SUL_1150 | Spring, For Relief Valve, K 27705 A | 0 | 23 | 0 | pc/s | WH - Rm3 | CENPRI | Rack-5C(Sulzer)
1448 | Local |  |  | ENG-SUL_1176 | Spring, For Starting Valve, K 27414 | 0 | 5 | 0 | pc/s | WH - Rm3 | CENPRI | Rack-6B(Sulzer)
1449 | Local |  |  | ENG-SUL_1121 | Spring, K 77716 | 0 | 24 | 0 | pc/s | WH - Rm3 | CENPRI | Rack-2A(Sulzer) | Drawer 3
1450 | Manila |  |  | BUI-MAT_1200 | Stabilizer Post, 1800, Model: YZ-P18 | 2390.5 | 0 | 0 | pc/s
1451 | Manila |  |  | BUI-MAT_1199 | Stabilizer, Model: YZ-PAL | 595.7 | 0 | 0 | pc/s
1452 | Manila |  |  | EIC-PAR_1352 | Standard Din Rail 19" | 0 | 0 | 0 | pc/s | WH - Rm3 | CENPRI
1453 | Local |  |  | CON-OFF_1080 | Stapler, Desktop, w/ Remover, #35 | 193.3333 | 0 | 0 | pc/s
1454 | Local |  |  | FFE-OFF_1006 | Starter, Recoil, Grass Cutter | 400 | 1 | 0 | pc/s
1455 | Local |  |  | ENG-SUL_1283 | Starting Valve Body - Lower | 0 | 1 | 0 | pc/s | WH - Extn B | CENPRI
1456 | Local |  |  | ENG-SUL_1282 | Starting Valve Body - Upper | 0 | 2 | 0 | pc/s | WH - Extn B | CENPRI
1457 | Local |  |  | ENG-SUL_1284 | Starting Valve Flange, K 27035 | 0 | 1 | 0 | pc/s | WH - Extn B | CENPRI
1458 | Local |  |  | ENG-SUL_1191 | Starting Valve, Complete, K 27400 | 0 | 7 | 0 | pc/s | WH - Rm3 | CENPRI | Rack-6D(Sulzer)
1459 | Local |  |  | TOO-HAN_1029 | Steel Tape, 5 meters | 83.5 | 0 | 0 | pc/s | WH - Rm1 | CENPRI
1460 | Local |  |  | CON-EIC_1194 | Sticker, Reflectorized | 15 | 0 | 0 | sht/s
1461 | Local |  |  | CON-CON_1144 | Stikwel | 23.8333 | 0 | 0 | pack/s
1462 | Manila |  |  | CON-CHE_1086 | Stirring Rod, 7mm x 12", Pyrex | 38 | 1 | 0 | pc/s
1463 | Local |  |  | BUI-MAT_1070 | Stone, Crushed/Cracked, 3/4" | 750 | 0 | 0 | cu.m
1464 | Local |  |  | CON-CON_1291 | Stone, Grinding/ Mounted, Die Pencil, B-41 | 30 | 0 | 0 | pc/s
1465 | Manila |  |  | CON-CON_1054 | Stone, Honing, Grain Size: 46, Hardness: 3, RA: 3.0-5.0, 11373-20-14 | 581.415 | 96 | 0 | pc/s | WH - Rm3 | CENPRI
1466 | Local |  |  | CON-CON_1057 | Stone, Sharpening, 109 "S" Combination, 6" x 2" x 1" | 22.5 | 0 | 0 | pc/s
1467 | Local |  |  | ENG-SUL_1037 | Stopper Plate for Operating Piston, K 34138 | 0 | 115 | 0 | pc/s | WH - Rm3 | CENPRI | Rack-10A(Sulzer)
1468 | Local |  |  | FFE-APP_1009 | Stove, Gas, Double Burner | 349.5 | 0 | 0 | unit/s
1469 | Local |  |  | CON-CON_1211 | Strainer, Floor Drain, 4" | 85 | 0 | 0 | pc/s | WH - Rm3 | CENPRI | Rack - A4
1470 | Local |  |  | CON-CON_6383 | Strainer, Lavatory, Stainless Steel | 85 | 0 | 0 | pc/s | WH - Rm3 | CENPRI | Rack - A4
1471 | Manila |  |  | BUI-PIP_1344 | Strainer, Y, 6" | 12000 | 0 | 0 | pc/s
1472 | Local |  |  | CON-HOU_1044 | Stretch Film, 20micron x 300mm x 150mtr | 199.8333 | 0 | 0 | roll/s
1473 | Local |  |  | CON-HOU_1062 | Stretch Film, 20micron x 500mm x 500mtr | 868.0625 | 1 | 0 | roll/s | WH - Rm3 | CENPRI
1474 | Manila |  |  | EIC-PAR_1293 | Strip Heater, Ceramic Insulated, Screw Type Terminal, Clamp-on, 1-1/2"W x 10.00" L | 3170 | 0 | 0 | pc/s | WH - Rm3 | CENPRI | Rack - E2
1475 | Local |  |  | ENG-SUL_1085 | Stud for Bearing Casing, K 27038 | 0 | 2 | 0 | pc/s | WH - Rm3 | CENPRI | Rack-10C(Sulzer)
1476 | Local |  |  | ENG-SUL_1042 | Stud with Nut for Connecting Rod Head, K 33410 | 0 | 26 | 0 | pc/s | WH - Rm3 | CENPRI | Rack-10A(Sulzer)
1477 | Local |  |  | ENG-SUL_1192 | Stud, For Cylinder Cover, K 11122 | 0 | 20 | 0 | pc/s | WH - Rm3 | CENPRI | Rack-6D(Sulzer)
1478 | Local |  |  | CON-EIC_1134 | Switch Box, PVC | 27 | 0 | 0 | pc/s | WH - Rm1 | CENPRI
1479 | Local |  |  | CON-EIC_1150 | Switch Box, PVC, With Steel Plate Blank, 3" x 5" x 1-1/2" | 57 | 0 | 0 | set/s |  | CENPRI
1480 | Manila |  |  | EIC-PAR_1445 | Switch Control, Selector, 2 Pole, 2 Position, all with Contacts, MAN-EG3200 | 2595 | 0 | 0 | pc/s | WH - Rm3 | CENPRI | Rack - A3
1481 | Local |  |  | FFE-SSE_1040 | Switch, 16 100M POE Port, 2 1000M Combo Port, 802.3af/at, POE Power Budget 230W, Extend Mode Port 1-8 / 9-16 Up to 300M Long Distance Transmission | 7475 | 0 | 0 | pc/s | WH - Rm3 | CENPRI
1482 | Local |  |  | FFE-SSE_1026 | Switch, 8 Port Unmanaged POE | 4850 | 0 | 0 | unit/s | WH - Rm3 | CENPRI | Rack - A3
1483 | Manila |  |  | EIC-PAR_1444 | Switch, Flow Explosion Proof, Paddle Type, Housing:Aluminum, 1/2 NPT, Connection: NPT Male, Paddle Length: Standard | 19000 | 11 | 0 | pc/s | WH - Rm3 | CENPRI
1484 | Local |  |  | EIC-PAR_1439 | Switch, Heavy Duty w/ Plate, Wall Mounted, Plastic, 1 Gang | 98 | 0 | 0 | set/s | WH - Rm3 | CENPRI
1485 | Manila |  |  | AUX-PAR_1220 | Switch, High Pressure, Preset Value: 2 Bar | 0 | 2 | 0 | unit/s | WH - Extn B | CENPRI
1486 | Local |  |  | CON-EIC_1201 | Switch, Light, 2 Gang | 105 | 0 | 0 | pc/s
1487 | Manila |  |  | AUX-PAR_1219 | Switch, Low Pressure, Preset Value: 0-6 Bar | 0 | 2 | 0 | unit/s | WH - Extn B | CENPRI
1488 | Local |  |  | FFE-SSE_1017 | Switch, Manual Call Point | 750 | 0 | 0 | pc/s | WH - Rm1 | CENPRI
1489 | Local |  |  | EIC-PAR_1148 | Switch, Pressure, Type 900.2381.907, IP65, Pmax:40bar, 250VAC/30VDC, 15(1.5)A | 0 | 4 | 0 | unit/s | WH - Rm1 | CENPRI | Rack - O2
1490 | Local |  |  | EIC-PAR_1146 | Switch, Pressure, Type 903.2381.907, IP65, Pmax:40bar, 250VAC/30VDC, 15(1.5)A | 0 | 3 | 0 | unit/s | WH - Rm1 | CENPRI | Rack - O2
1491 | Manila |  |  | TOO-MEA_1002 | T-Bore Hole Gauge, Telescoping Precision, Mitutoyo | 14430 | 0 | 0 | set/s
1492 | Local |  |  | TOO-HAN_1079 | Tailor Scissor, Heavy Duty, Stainless Steel, #10 | 460 | 1 | 0 | pc/s | WH - Rm1 | CENPRI
1493 | Manila |  |  | TOO-HAN_1081 | Tap & Die Set, Straight Flute, USA Ace 6-24 mm, 51 pcs / set | 12850 | 0 | 0 | set/s | WH - Rm3 | CENPRI
1494 | Local |  |  | CON-EIC_1149 | Tape Foil, Aluminum, 48mm x 10yrds | 129 | 0 | 0 | roll/s |  | CENPRI
1495 | Local |  |  | CON-SAF_1001 | Tape, Caution, 500 m/roll | 600 | 0 | 0 | roll/s | WH - Rm3 | CENPRI
1496 | Local |  |  | CON-OFF_1081 | Tape, Cellophane, 1" | 14.1667 | 0 | 0 | roll/s
1497 | Local |  |  | CON-OFF_1082 | Tape, Cellophane, 2" | 25.8333 | 0 | 0 | roll/s
1498 | Local |  |  | CON-OFF_1083 | Tape, Correction | 13.1667 | 0 | 0 | pc/s
1499 | Local |  |  | CON-OFF_1084 | Tape, Duct, 2" | 53.6875 | 0 | 0 | roll/s
1500 | Local |  |  | CON-OFF_1116 | Tape, Duct, Cloth Type, 1.89" x 27.35 yards | 149.75 | 0 | 0 | roll/s | WH - Rm1 | CENPRI
1501 | Local |  |  | CON-EIC_1118 | Tape, Electrical, Rubber, Self Fusing | 114 | -2 | 0 | roll/s | WH - Rm1 | CENPRI
1502 | Manila |  |  | CON-EIC_1170 | Tape, Fiberglass, w/o Adhesive, 1" | 55 | 0 | 0 | roll/s
1503 | Manila |  |  | CON-EIC_1206 | Tape, Kapton, w/ Adhesive, 1/2" x 0.025 mm Thick | 254 | 0 | 0 | roll/s | WH - Rm3 | CENPRI
1504 | Manila |  |  | CON-EIC_1169 | Tape, Kapton, w/ Adhesive, 3/4" | 380 | 0 | 0 | roll/s
1505 | Local |  |  | CON-OFF_1085 | Tape, Masking, 1" | 20.6446 | 5 | 0 | roll/s
1506 | Local |  |  | CON-OFF_1086 | Tape, Masking, 1/2" | 11.1188 | 0 | 0 | roll/s
1507 | Local |  |  | CON-OFF_1130 | Tape, Masking, 1/4" | 10.75 | 0 | 0 | roll/s
1508 | Local |  |  | CON-OFF_1087 | Tape, Masking, 2" | 30.625 | 0 | 0 | roll/s
1509 | Local |  |  | CON-OFF_1132 | Tape, Masking, 3/4" | 24 | 0 | 0 | roll/s
1510 | Manila |  |  | CON-EIC_1171 | Tape, Mica, w/o Adhesive, 1" | 750 | 0 | 0 | roll/s
1511 | Manila |  |  | BUI-PIP_1195 | Tape, Polytetrafluroethlyne (PTFE), High Heat, Yellow Gas Line, 1/2" (Teflon) | 75 | 0 | 0 | roll/s
1512 | Local |  |  | BUI-PIP_1196 | Tape, Polytetrafluroethlyne (PTFE), Industrial, 1" (Teflon) | 4.6667 | 0 | 0 | roll/s
1513 | Local |  |  | CON-CON_1145 | Tape, Polytetrafluroethlyne (PTFE), Industrial, 1/2" (Teflon) | 14 | 0 | 0 | roll/s
1514 | Local |  |  | CON-CON_1146 | Tape, Polytetrafluroethlyne (PTFE), Industrial, 3/4" (Teflon) | 18.5 | 16 | 0 | roll/s
1515 | Manila |  |  | CON-EIC_1205 | Tape, Resiglass, White, 1" | 10000 | 0 | 0 | roll/s | WH - Rm3 | CENPRI
1516 | Manila |  |  | CON-EIC_1174 | Tape, Rubber, Splicing, 19mm x 9.5m | 516 | 0 | 0 | roll/s
1517 | Local |  |  | CON-EIC_1063 | Tape, Vinyl, Electrical | 31.375 | -3 | 0 | roll/s
1518 | Local |  |  | CON-EIC_1064 | Tape, Vinyl, Electrical, Big | 28.8727 | 0 | 0 | roll/s
1519 | Manila |  |  | CON-EIC_1065 | Tape, Vinyl, Self Laminating, Black on Yellow (for Brady) | 1072.8 | 0 | 0 | cart/s
1520 | Local |  |  | CON-OFF_1101 | Tarpaulin, Printed, 3 ft x 5 ft | 0.125 | 0 | 0 | pc/s | WH - Rm3 | CENPRI | Rack - A4
1521 | Manila |  |  | CON-CHE_1088 | TBN Reagent C, AS-K13378-KW | 12795.05 | 0 | 0 | pack/s
1522 | Local |  |  | CON-CON_1263 | Tee, Coupling, BI, Threaded, S-40, 1-1/2" | 0 | 0 | 0 | pc/s
1523 | Local |  |  | BUI-MAT_1221 | Tee, Coupling, SS, 3/4" | 0 | 0 | 0 | pc/s
1524 | Local |  |  | BUI-PIP_1216 | Tee, Coupling, Stainless Steel, 1/2", Sched 40 | 0 | 19 | 0 | pc/s | WH - Rm3 | CENPRI | Rack - M1
1525 | Local |  |  | BUI-PIP_1291 | Tee, Plain, PVC, 1/ 2 Inches | 7.75 | 8 | 0 | pc/s | WH - Rm3 | CENPRI | Rack - B1
1526 | Local |  |  | BUI-PIP_1287 | Tee, Plain, PVC, 2 Inches | 15 | 0 | 0 | pc/s | WH - Rm3 | CENPRI | Rack - C1
1527 | Local |  |  | BUI-PIP_1304 | Tee, Plain, PVC, 4" | 73.5 | 15 | 0 | pc/s | WH - Rm3 | CENPRI | Wall
1528 | Local |  |  | BUI-PIP_1338 | Tee, PVC, 1/2", Threaded | 11 | 2 | 0 | pc/s
1529 | Local |  |  | CON-EIC_1148 | Tee, PVC, Electrical Conduit, 1/ 2 Inches | 58 | 0 | 0 | pc/s |  | CENPRI
1530 | Local |  |  | BUI-PIP_1289 | Tee, Reducer, PVC, 4 Inches x 2 Inches | 81 | 5 | 0 | pc/s | WH - Rm3 | CENPRI | Wall
1531 | Local |  |  | TOO-HAN_1012 | Tek Screw Adapter, Magnetic, 8mm | 50.5 | 0 | 0 | pc/s | WH - Rm1 | CENPRI
1532 | Local |  |  | CON-FUE_1014 | Tellus S2 M68, 20 L | 2266.09 | 1 | 0 | pail/s | Chem - Stg | CENPRI
1533 | Manila |  |  | EIC-PAR_1297 | Temperature Sensor, Silicone Rubber Sensor RTD, Temp. Range 50 to 220 Deg., C (-58 to 428 Deg. F) Element: Platinum | 2950 | -6 | 0 | pc/s | WH - Rm3 | CENPRI | Rack - E2
1534 | Local |  |  | EIC-PAR_1409 | Terminal Eye, Non-Insulated, 22-10 | 14 | 0 | 0 | pc/s | WH - Rm3 | CENPRI
1535 | Manila |  |  | EIC-PAR_1415 | Terminal Lug, 1/0 AWG, Two Hole, Long Barrel, Stud Size 1/2" | 341.96 | 0 | 0 | pc/s
1536 | Manila |  |  | EIC-PAR_1454 | Terminal Lug, Ferrule, 2.0mm, Cat# E2510 | 0.69 | 0 | 0 | pc/s | WH - Rm3 | CENPRI | Rack - A3
1537 | Manila |  |  | EIC-PAR_1448 | Terminal Lug, Flat, 2.0mm | 2.8 | 0 | 0 | pc/s | WH - Rm3 | CENPRI | Rack - A3
1538 | Manila |  |  | EIC-PAR_1327 | Terminal Lug, Fork, Insulated, Stud Size #16 (16-14)AWG | 3 | 0 | 0 | pc/s | WH - Rm1 | CENPRI | Rack - O2
1539 | Manila |  |  | EIC-PAR_1414 | Terminal Lug, Fork, Insulated, V3.5-5Y, Size: 14-12 | 3.96 | 0 | 0 | pc/s
1540 | Local |  |  | EIC-PAR_1418 | Terminal Lug, Pin Type, #18-20 | 2.97 | 0 | 0 | pc/s
1541 | Local |  |  | EIC-PAR_1417 | Terminal Lug, Pin Type, AWG, 1.25 | 2.97 | 0 | 0 | pc/s
1542 | Manila |  |  | EIC-PAR_1402 | Terminal Lug, Pin, #12-10 AWG | 2.8 | 0 | 0 | pc/s
1543 | Local |  |  | CON-EIC_1179 | Terminal Lug, Ring Type, 10 AWG | 4 | 0 | 0 | pc/s
1544 | Local |  |  | CON-EIC_1180 | Terminal Lug, Ring Type, 12 AWG | 2 | 0 | 0 | pc/s
1545 | Local |  |  | CON-EIC_1181 | Terminal Lug, Ring Type, 14 AWG | 1.25 | 0 | 0 | pc/s
1546 | Local |  |  | CON-EIC_1182 | Terminal Lug, Ring Type, 16 AWG | 1.25 | 0 | 0 | pc/s
1547 | Local |  |  | CON-EIC_1183 | Terminal Lug, Ring Type, 18 AWG | 1.25 | 0 | 0 | pc/s
1548 | Local |  |  | CON-EIC_1161 | Terminal Lug, Ring Type, Size 16-14 | 5 | 0 | 0 | pc/s | WH - Rm3 | CENPRI
1549 | Local |  |  | EIC-PAR_1192 | Terminal Lug, Ring, Long Barrel, Stud Size 5/8", 1000MCM | 1116.26 | 1 | 0 | pc/s
1550 | Manila |  |  | EIC-PAR_1438 | Terminal Lug, Ring, Short Barrel, 100mm?, 1 hole, 1/2"Stud, Cat.#BLY 28-L12 | 245.15 | 0 | 0 | pc/s
1551 | Local |  |  | EIC-PAR_1174 | Terminal Lug, Ring, Stud Size #4 | 30.3333 | 10 | 0 | pc/s
1552 | Manila |  |  | EIC-PAR_1406 | Terminal Lug, Ring, Stud Size 14-12 AWG | 3.6 | 0 | 0 | pc/s
1553 | Manila |  |  | EIC-PAR_1455 | Terminal Lug, Wye 2.0mm | 1.13 | 0 | 0 | pc/s | WH - Rm3 | CENPRI | Rack - A3
1554 | Local |  |  | EIC-PAR_1390 | Terminal Lug, Y-Type, Size (14-12) | 7.5 | 0 | 0 | pc/s |  | CENPRI
1555 | Manila |  |  | EIC-PAR_1403 | Termination Kit, Indoor, Silicone Rubber, 3M, QT-II Cold Shrink, 3points/kit, Tubular | 6550 | 0 | 0 | Kit/s
1556 | Manila |  |  | CON-MED_1044 | Test Strip, for Glucometer | 0 | 100 | 0 | pc/s
1557 | Manila |  |  | FFE-TES_1010 | Tester, Injector Pop, Model: S-60H | 35650 | 2 | 0 | unit/s
1558 | Local |  |  | FFE-MED_1006 | Thermometer, Digital, Medical | 90 | 0 | 0 | pc/s
1559 | Local |  |  | EIC-PAR_1416 | THHN Copper Wire, 22mm?, Red | 123.5 | 0 | 0 | mtr/s
1560 | Manila |  |  | EIC-PAR_1419 | THHN Wire, 3.5mm?, 12 Stranded | 18.995 | 0 | 0 | mtr/s | WH - Rm3 | CENPRI
1561 | Manila |  |  | EIC-PAR_1395 | THHN Wire, 500mm?, Black | 2345 | 0 | 0 | mtr/s
1562 | Manila |  |  | EIC-PAR_1200 | THHN/ THWN, 2.0mm?, 600V, 90degC, Black | 8.48 | 0 | 0 | mtr/s
1563 | Local |  |  | EIC-PAR_1311 | THHN/ THWN-2,Lead Free, 3.5mm? STR, 600 V, 30 Amperes, 90deg Wet or Dry, Red | 20.63 | 0 | 0 | mtr/s | WH - Rm1 | CENPRI | Rack - O3
1564 | Manila |  |  | BUI-MAT_1147 | Thimble Open Type Extra Heavy Duty (for 1/2" dia. 6x19 IWRC guy strand) | 100 | 0 | 0 | pc/s | WH - Rm1 | CENPRI
1565 | Local |  |  | CON-CON_1256 | Thinner / Reducer, Chlorinated, 42 | 505 | 0 | 0 | gal/s | WH - Rm3 | CENPRI
1566 | Local |  |  | CON-CON_1314 | Thinner, Acrylic | 0 | 0 | 0 | bot/s | WH - Bldg. | CENPRI
1567 | Local |  |  | CON-CON_1147 | Thinner, Acrylic, 4L/Gal | 288.2825 | 4 | 0 | gal/s | WH - Rm3 | CENPRI | Rack - G1
1568 | Local |  |  | CON-CON_1148 | Thinner, Lacquer | 202.559 | 8 | 0 | gal/s | WH - Rm3 | CENPRI
1569 | Local |  |  | CON-CON_1299 | Thinner, Lacquer, bot, 300ml | 32 | 0 | 0 | bot/s
1570 | Local |  |  | CON-CON_1149 | Thinner, Paint | 32.5 | 0 | 0 | ltr/s
1571 | Local |  |  | CON-CON_1247 | Thinner, Paint, 350cc | 16 | 0 | 0 | bot/s | WH - Rm3 | CENPRI
1572 | Local |  |  | CON-CON_1315 | Thinner, Paint, Gal | 0 | 0 | 0 | gal/s | WH - Rm3 | CENPRI
1573 | Manila |  |  | TOO-HAN_1073 | Thread Die, M27 x 1.5 Pitch | 1490 | 0 | 0 | pc/s | WH - Rm1 | CENPRI
1574 | Manila |  |  | TOO-HAN_1074 | Thread Die, M27 x 2.0 Pitch | 1490 | 0 | 0 | pc/s | WH - Rm1 | CENPRI
1575 | Local |  |  | ENG-SUL_1160 | Thrust bearing ring halves (New), K 12061 A | 0 | 28 | 0 | pc/s | WH - Rm3 | CENPRI | Rack-5D(Sulzer)
1576 | Local |  |  | ENG-SUL_1161 | Thrust Bearing Ring Halves, K 12061 B | 0 | 4 | 0 | pc/s | WH - Rm3 | CENPRI | Rack-5D(Sulzer)
1577 | Local |  |  | ENG-SUL_1230 | Thrust Plate, For Roller K 55028, K 55030 | 0 | 14 | 0 | pc/s | WH - Rm3 | CENPRI | Rack-9C(Sulzer)
1578 | Local |  |  | ENG-SUL_1139 | Thrust Ring, For Operating Piston, K 34132 | 0 | 6 | 0 | pc/s | WH - Rm3 | CENPRI | Rack-4D(Sulzer)
1579 | Local |  |  | ENG-SUL_1232 | Thrust Washer, For Roller K 44104, K 44108 | 0 | 6 | 0 | pc/s | WH - Rm3 | CENPRI | Rack-9C(Sulzer)
1580 | Manila |  |  | EIC-PAR_1330 | THW, 14mm?, 600 V, 75degC, Gray | 79.59 | 0 | 0 | mtr/s | WH - Rm1 | CENPRI
1581 | Local |  |  | CON-CON_1059 | Tie Wire, #16 | 47.8571 | 22 | 0 | kg/s
1582 | Local |  |  | CON-CON_1214 | Tie Wire, 3/16, Gauge 8, 4 mm | 62.7 | 0 | 0 | kg/s | WH - Rm3 | CENPRI
1583 | Local |  |  | CON-EIC_1098 | Tie, Cable, 2.5mm x 120mm | 0.42 | 0 | 0 | pc/s | WH - Rm3 | CENPRI | Rack - E2
1584 | Local |  |  | CON-EIC_1068 | Tie, Cable, 3mm x 100mm | 0.232 | 0 | 0 | pc/s
1585 | Local |  |  | CON-EIC_1069 | Tie, Cable, 3mm x 150mm | 0.74 | -150 | 0 | pc/s
1586 | Local |  |  | CON-EIC_1072 | Tie, Cable, 4mm x 200mm | 0.8 | 0 | 0 | pc/s
1587 | Local |  |  | CON-EIC_1073 | Tie, Cable, 4mm x 250mm | 0.96333 | 0 | 0 | pc/s
1588 | Local |  |  | CON-EIC_1075 | Tie, Cable, 5mm x 200mm | 0.785 | 0 | 0 | pc/s
1589 | Local |  |  | CON-EIC_1076 | Tie, Cable, 5mm x 250mm | 18.54 | 0 | 0 | pc/s
1590 | Local |  |  | CON-EIC_1126 | Tie, Cable, 5mm x 300mm | 2.24 | 0 | 0 | pc/s | WH - Rm1 | CENPRI
1591 | Local |  |  | CON-EIC_1077 | Tie, Cable, 5mm x 350mm | 1.37 | 0 | 0 | pc/s
1592 | Local |  |  | CON-EIC_1164 | Tie, Cable, 8mm x 430mm | 6.5 | 0 | 0 | pc/s | WH - Rm1 | CENPRI
1593 | Local |  |  | CON-EIC_1133 | Tie, Cable, 9mm x 430mm | 4.36 | 0 | 0 | pc/s | WH - Rm1 | CENPRI
1594 | Local |  |  | CON-EIC_1079 | Tie, Mounting, 1" x 1" | 3 | 0 | 0 | pc/s
1595 | Local |  |  | CON-CON_1061 | Tie, Nylon, #150 | 88.8767 | 0 | 0 | pack/s
1596 | Local |  |  | CON-CON_1240 | Tie, Nylon, #20 | 70.8 | 0 | 0 | pack/s | WH - Rm1 | CENPRI
1597 | Local |  |  | CON-EIC_1140 | Tie, Spiral, Plastic, CSH, Wraping, 1/2"(pack) | 96 | 0 | 0 | pack/s | WH - Rm1 | CENPRI
1598 | Local |  |  | CON-CON_1150 | Tig, Ceramic Cap, # 7 | 0 | 12 | 0 | pc/s
1599 | Local |  |  | CON-CON_1151 | Tig, Ceramic Cap, #8 | 0 | 13 | 0 | pc/s
1600 | Local |  |  | CON-CON_1152 | Tig, Collet Body, 2.4mm | 0 | 8 | 0 | pc/s
1601 | Local |  |  | CON-CON_1154 | Tig, Collet Tube, 2.4mm | 0 | 6 | 0 | pc/s
1602 | Local |  |  | CON-CON_1155 | Tig, Collet Tube, 3.2mm | 0 | 8 | 0 | pc/s
1603 | Local |  |  | CON-CON_1156 | Tig, Long Back Cap | 0 | 8 | 0 | pc/s
1604 | Local |  |  | CON-CON_1210 | Tile, Floor, Biege, 8" x 8" | 20 | 0 | 0 | pc/s | WH - Rm3 | CENPRI
1605 | Local |  |  | ENG-SUL_1281 | Timing Gear | 0 | 1 | 0 | pc/s | WH - Extn B | CENPRI
1606 | Local |  |  | CON-CON_1302 | Tingting Color, Lamp Black in Oil, 80ml | 43 | 0 | 0 | can/s
1607 | Local |  |  | CON-CON_1303 | Tingting Color, Venetian Red in Oil, 80ml | 46 | 0 | 0 | can/s
1608 | Local |  |  | AUT-TRA_1006 | Tires, (205 / 70 / R15), Toyota Inova | 4850 | 0 | 0 | pc/s | WH - Rm2 | CENPRI
1609 | Local |  |  | AUT-TRA_1007 | Tires, (235 / 70 / R15), Crosswind Gold FFN706 | 6000 | 0 | 0 | pc/s | WH - Rm3 | CENPRI
1610 | Local |  |  | CON-HOU_1046 | Tissue | 16.75 | 0 | 0 | roll/s
1611 | Local |  |  | CON-CON_1159 | Tox, Plastic, # 4 | 0.25 | 0 | 0 | pc/s
1612 | Local |  |  | CON-CON_1161 | Tox, Plastic, # 6 | 0.16667 | 0 | 0 | pc/s
1613 | Local |  |  | CON-CON_1162 | Tox, Plastic, # 7 | 0.625 | 0 | 0 | pc/s
1614 | Local |  |  | CON-CON_1163 | Tox, Plastic, # 8 | 0.66667 | 0 | 0 | pc/s
1615 | Manila |  |  | CON-CHE_1062 | TRAC 109, (Nitrite) | 153.025 | 595 | 0 | kg/s
1616 | Manila |  |  | EIC-PAR_1346 | Transformer, AC, Hermetically Sealed Type-Corrugated Fin Wall 750Kva, 3P60Hz, 6600V/230V, Dyn11, ONAN, Meniral Oil, Cable Box, Copper Winding | 0 | 1 | 0 | unit/s | WH - Bldg. | CENPRI
1617 | Manila |  |  | EIC-PAR_1325 | Transformer, Window Type, Current, Ratio: 600:5, ACC, Class: 2.5, Burden: 90VA, Rating Factor: 1.5 | 7250 | 0 | 0 | unit/s | WH - Rm1 | CENPRI
1618 | Manila |  |  | EIC-PAR_1326 | Transformer, Window Type, Current, Ratio: 800:5, ACC, Class: 2.5, Burden: 90VA, Rating Factor: 1.5 | 7250 | 0 | 0 | unit/s | WH - Rm1 | CENPRI
1619 | Local |  |  | CON-CON_1327 | Trip Lever w/ Handle | 96 | 0 | 0 | set/s
1620 | Manila |  |  | CON-EIC_1212 | Tubing, Silicon, Length 1 mtr For High Temperature, Range: 10mm | 42 | 0 | 0 | mtr/s
1621 | Manila |  |  | CON-EIC_1211 | Tubing, Silicon, Length 1 mtr For High Temperature, Range: 8mm | 30 | 0 | 0 | mtr/s
1622 | Local |  |  | ENG-SUL_1094 | Tubular Seal 15mm x 1.44m | 0 | 24 | 0 | pc/s | WH - Rm3 | CENPRI | Rack-1A(Sulzer)
1623 | Local |  |  | ENG-SUL_1095 | Tubular Seal 15mm x 1.54m | 0 | 3 | 0 | pc/s | WH - Rm3 | CENPRI | Rack-1A(Sulzer)
1624 | Local |  |  | ENG-SUL_1096 | Tubular Seal 15mm x 1.82m | 0 | 1 | 0 | pc/s | WH - Rm3 | CENPRI | Rack-1A(Sulzer)
1625 | Local |  |  | ENG-SUL_1097 | Tubular Seal 15mm x 1.86m | 0 | 60 | 0 | pc/s | WH - Rm3 | CENPRI | Rack-1A(Sulzer)
1626 | Local |  |  | ENG-SUL_1098 | Tubular Seal 15mm x 1.92m | 0 | 12 | 0 | pc/s | WH - Rm3 | CENPRI | Rack-1A(Sulzer)
1627 | Local |  |  | ENG-SUL_1100 | Tubular Seal 15mm x 2.14m | 0 | 143 | 0 | pc/s | WH - Rm3 | CENPRI | Rack-1A(Sulzer)
1628 | Local |  |  | ENG-SUL_1101 | Tubular Seal 15mm x 2.16m | 0 | 18 | 0 | pc/s | WH - Rm3 | CENPRI | Rack-1A(Sulzer)
1629 | Local |  |  | ENG-SUL_1099 | Tubular Seal 15mm x 2m | 0 | 30 | 0 | pc/s | WH - Rm3 | CENPRI | Rack-1A(Sulzer)
1630 | Local |  |  | ENG-SUL_1300 | Turbine Blade | 0 | 53 | 0 | pc/s | WH - Rm3 | CENPRI | Rack - L1
1631 | Manila |  |  | BUI-MAT_1130 | Turnbuckle, Jaw and Eye, Forged Steel, 3/4" x 12" | 750 | 0 | 0 | pc/s | WH - Rm3 | CENPRI | Rack - A4
1632 | Manila |  |  | COM-POW_1008 | Twist Drill, 3/4" Weldon Shank 18mm x 30mm | 3840 | 0 | 0 | pc/s | WH - Rm3 | CENPRI
1633 | Manila |  |  | CON-CHE_1085 | Tygon Tubing, Rubber, 1/4 x 3/32 x 50ft, amber, Primeline 034RA (per roll) | 2300 | 2 | 0 | pc/s
1634 | Manila |  |  | BUI-MAT_1198 | U-Channel, 1800, Model: YZ-U18 | 2092.3 | 0 | 0 | pc/s
1635 | Local |  |  | FFE-SSE_1054 | Ultra HD Smart TV, 65", With Free Wall Mount Bracket & Atenna | 47885 | 0 | 0 | unit/s | WH - Rm3 | CENPRI
1636 | Manila |  |  | CON-CHE_1064 | Uniliq Multicleaner, water based | 630 | 223 | 0 | ltr/s
1637 | Manila |  |  | EIC-PAR_1350 | Universal Coax Grounding Kit | 0 | 0 | 0 | set/s | WH - Rm3 | CENPRI
1638 | Local |  |  | ENG-SUL_1066 | Upper Ball Socket, K 34104 | 0 | 13 | 0 | pc/s | WH - Rm3 | CENPRI | Side Wall
1639 | Local |  |  | ENG-SUL_1103 | Upper Half of Housing for Bearing Housing, K 12022 | 0 | 45 | 0 | pc/s | WH - Rm3 | CENPRI | Rack-1B(Sulzer)
1640 | Local |  |  | ENG-SUL_1067 | Upper Part of Piston for Operating Piston (Piston Crown), K 34101 | 0 | 3 | 0 | pc/s | WH - Rm3 | CENPRI | Side Wall
1641 | Local |  |  | ENG-SUL_1143 | Upper Spring Plate, For Exhaust Valve, K 27528 | 0 | 36 | 0 | pc/s | WH - Rm3 | CENPRI | Rack-5B(Sulzer)
1642 | Local |  |  | ENG-SUL_1227 | Upper Spring Plate, For Fuel Injection Pump, K 55010 | 0 | 7 | 0 | pc/s | WH - Rm3 | CENPRI | Rack-9C(Sulzer)
1643 | Local |  |  | ENG-SUL_1142 | Upper Spring Plate, For Inlet and Exhaust Valve, K 27501 | 0 | 68 | 0 | pc/s | WH - Rm3 | CENPRI | Rack-5B(Sulzer)
1644 | Local |  |  | FFE-OFF_1028 | UPS, iLogic , Secure, IPC | 1606.6667 | 0 | 0 | pc/s | WH - Rm1 | CENPRI
1645 | Local |  |  | FFE-OFF_1019 | UPS, Input:220Vac, 50/60Hz, 4.5A Max, Output:220Vac,50/60Hz, 2.6A | 1750 | 0 | 0 | unit/s | WH - Rm1 | CENPRI
1646 | Local |  |  | AUX-PAR_1097 | V-Belt | 127.5 | 0 | 0 | pc/s
1647 | Local |  |  | AUX-PAR_1098 | V-Belt, B-68 | 187.5 | 3 | 0 | pc/s | WH - Rm3 | CENPRI | Rack - B2
1648 | Local |  |  | AUX-PAR_1099 | V-Belt, C-98 | 312.5 | 4 | 0 | pc/s | WH - Rm3 | CENPRI | Rack - B2
1649 | Local |  |  | FFE-STA_1005 | Vacuum Cleaner, Wet and Dry, Frequency: 60Hz, Power: 1200W, | 7000 | 0 | 0 | unit/s
1650 | Manila |  |  | TOO-POW_1009 | Vacuum, 30Ltrs, Wet & Dry, 1200W, 59 dB(A), 230V/1/50-60V/7.5mtr cable | 26325 | 0 | 0 | unit/s
1651 | Manila |  |  | ENG-SUL_1034 | Valve Body For Relief Valve, Sulzer, K 27703 | 851.815 | 12 | 0 | pc/s | WH - Rm3 | CENPRI | Rack-2A(Sulzer) | Drawer 1
1652 | Local |  |  | ENG-SUL_1035 | Valve Cam for Camshaft, K 42160 | 0 | 6 | 0 | pc/s | WH - Rm3 | CENPRI | Rack-10D(Sulzer)
1653 | Local |  |  | ENG-SUL_1288 | Valve Cover w/ Rocker Arm | 0 | 1 | 0 | pc/s | CV 16 | CV Access Area Bay 2
1654 | Manila |  |  | ENG-SUL_1026 | Valve Guide, K 27112 | 2948.15 | 48 | 0 | pc/s | WH - Rm3 | CENPRI
1655 | Local |  |  | ENG-SUL_1159 | Valve Seat for Inlet & Exhaust, K 27108 | 0 | 106 | 0 | pc/s | WH - Rm3 | CENPRI | Rack-5D(Sulzer)
1656 | Local |  |  | ENG-SUL_1155 | Valve Seat for Valve Spindle K 43511, K 43505 | 0 | 6 | 0 | pc/s | WH - Rm3 | CENPRI | Rack-5C(Sulzer)
1657 | Manila |  |  | ENG-SUL_1029 | Valve Seat, For Relief Valve, K 27702 | 2158.31 | 12 | 0 | pc/s | WH - Rm3 | CENPRI
1658 | Local |  |  | ENG-SUL_1074 | Valve Spindle for Inlet Valve, PN 3446270492, K 27511 | 0 | 15 | 0 | pc/s | WH - Rm3 | CENPRI | Rack-7D(Sulzer)
1659 | Local |  |  | ENG-SUL_1218 | Valve Spindle, For Starting-Air Stop Valve, K 43511 | 0 | 7 | 0 | pc/s | WH - Rm3 | CENPRI | Rack-9B(Sulzer)
1660 | Local |  |  | ENG-SUL_1059 | Valve Sprindle for Exhaust Valve, PN 3446270562, K 27521 | 0 | 37 | 0 | pc/s | WH - Rm3 | CENPRI | Rack-7A(Sulzer)
1661 | Local |  |  | ENG-SUL_1053 | Valve Turning Device for the Exhaust Valve, PN 3446270400, K 27527 | 0 | 47 | 0 | pc/s | WH - Rm3 | CENPRI | Rack-10B(Sulzer)
1662 | Local |  |  | CON-CON_1225 | Valve, Angle, 1/2" x 1/2" | 152 | 0 | 0 | pc/s | WH - Rm1 | CENPRI
1663 | Local |  |  | CON-CON_1318 | Valve, Angle, SS, 1/2" x 1/2" | 210 | 4 | 0 | pc/s
1664 | Manila |  |  | BUI-PIP_1234 | Valve, Ball, 1/2" | 214.5 | 0 | 0 | pc/s
1665 | Local |  |  | BUI-PIP_1235 | Valve, Ball, 1/2", PVC Type | 32.6667 | 4 | 0 | pc/s
1666 | Local |  |  | BUI-PIP_1337 | Valve, Ball, SS, 3/4" | 0 | 0 | 0 | pc/s
1667 | Local |  |  | BUI-PIP_1318 | Valve, Ball, SS, WOG 600, SS316, 1" | 1750 | 0 | 0 | pc/s
1668 | Local |  |  | BUI-PIP_1317 | Valve, Ball, SS, WOG 600, SS316, 1/2" | 1325 | 0 | 0 | pc/s
1669 | Local |  |  | CON-CON_1220 | Valve, Brass, Shower, 1/2" | 300 | 1 | 0 | pc/s | WH - Rm1 | CENPRI
1670 | Local |  |  | BUI-PIP_1245 | Valve, Check, 2" | 1125 | 1 | 0 | pc/s
1671 | Local |  |  | BUI-PIP_1342 | Valve, Check, 8", 150lbs, Flange Type, Dayo | 19000 | 0 | 0 | pc/s
1672 | Local |  |  | BUI-PIP_1253 | Valve, Gate, 1" | 180 | 2 | 0 | pc/s
1673 | Local |  |  | AUX-PAR_1268 | Valve, Gate, 1-1/4", SS, Threaded | 2500 | 0 | 0 | pc/s
1674 | Local |  |  | BUI-PIP_1350 | Valve, Gate, 2" | 2000 | 5 | 0 | pc/s | WH - Rm3 | CENPRI
1675 | Local |  |  | BUI-PIP_1230 | Valve, Relief, Blind Adapter, Fabricated | 325 | 0 | 0 | pc/s
1676 | Manila |  |  | _6385 | Various Wines : 1- Lipote, 1-Lolo Art Marnier, 2-Buko & Apple Wine | 0 | 0 | 0 | bot/s | WH - Rm1 | CENPRI
1677 | Local |  |  | CON-EIC_1084 | Varnish, Electrical Insulating, Red | 900 | 2 | 0 | can/s
1678 | Local |  |  | CON-EIC_1147 | Varnish, Glyptical, Red | 2250 | 0 | 0 | gal/s | WH - Rm3 | CENPRI
1679 | Local |  |  | TOO-HAN_1064 | Vise Grip, Duck Type | 495 | 0 | 0 | pc/s | WH - Rm3 | CENPRI
1680 | Local |  |  | TOO-HAN_1080 | Vise Grip, Locking Pliers, Long Nose, 9" | 400 | 2 | 0 | pc/s | WH - Rm1 | CENPRI
1681 | Local |  |  | ENG-SUL_1223 | Visual Flow Control, Eight-Positioned, Complete, K 84463 | 0 | 3 | 0 | pc/s | WH - Rm3 | CENPRI | Rack-9C(Sulzer)
1682 | Local |  |  | BUI-MAT_1202 | Volcanic, Soil | 450 | 0 | 0 | cu.m |  | CENPRI
1683 | Local |  |  | BUI-MAT_1218 | Wall Flashing, 0.600mm x 0.915m x 2.44m | 0 | 4 | 0 | pc/s | WH - Bldg. | CENPRI
1684 | Local |  |  | ENG-SUL_1295 | Wall Insert / Blower Casing Insert, VTR - 401 PN 77 | 0 | 2 | 0 | pc/s | WH - Rm3 | CENPRI
1685 | Local |  |  | ENG-SUL_1120 | Washer, Coppr, K 66165 | 0 | 4 | 0 |  | WH - Rm3 | CENPRI | Rack-2A(Sulzer) | Drawer 3
1686 | Local |  |  | AUX-PAR_1271 | Washer, Flat, Fibra Phenolic, Fabricated, OD:90, ID:50, Thickness:8mm | 450 | 12 | 0 | pc/s
1687 | Local |  |  | ENG-SUL_1166 | Washer, For Flange K 27026, K 27028 | 0 | 43 | 0 | pc/s | WH - Rm3 | CENPRI | Rack-6B(Sulzer)
1688 | Local |  |  | BUI-HAR_1072 | Washer, Lock , BI, 1" | 5 | 0 | 0 | pc/s | WH - Rm3 | CENPRI
1689 | Local |  |  | AUX-PAR_1183 | Washer, Lock, SS, 12mm | 3 | 0 | 0 | pc/s | WH - Rm3 | CENPRI | Rack - F1
1690 | Local |  |  | CON-CON_1283 | Washer, Plain, 3/16 | 0.4 | 0 | 0 | pc/s
1691 | Local |  |  | BUI-HAR_1071 | Washer, Plain, BI, 1" | 8 | 0 | 0 | pc/s | WH - Rm3 | CENPRI
1692 | Manila |  |  | AUX-PAR_1217 | Water Valve Block - 48 VAC, 60Hz, Conection:G 3/4, Water Pressure:1.5-7 Bar, Media Temperature : 85 deg.C | 57700 | 1 | 0 | pc/s | WH - Extn B | CENPRI
1693 | Local |  |  | CON-CHE_1070 | Water, Distilled, 1 Quart | 10 | 3 | 0 | bot/s | WH - Rm3 | CENPRI | Rack - G2
1694 | Local |  |  | CON-CHE_1065 | Water, Distilled, 1L | 16.25 | 0 | 0 | ltr/s
1695 | Local |  |  | CON-OFF_1090 | Water, Drinking, Purified, 5 Gallons, Round Type Container | 18.8889 | 0 | 0 | cont/s | WH - Bldg. | CENPRI
1696 | Local |  |  | CON-OFF_1091 | Water, Drinking, Purified, 5 Gallons, Slim Type Container | 18.75 | 0 | 0 | cont/s | WH - Bldg. | CENPRI
1697 | Manila |  |  | EIC-PAR_1348 | Weather Proofing Kit | 0 | 0 | 0 | pc/s | WH - Rm3 | CENPRI
1698 | Manila |  |  | EIC-PAR_1303 | Weld Powder, With Retaining Disk, 45 grs, KW45 | 234 | 0 | 0 | tube/s | WH - Rm3 | CENPRI | Rack - E2
1699 | Local |  |  | CON-CON_1190 | Welding Cutting Tip, 1 | 392.2 | 0 | 0 | pc/s | WH - Rm3 | CENPRI | Rack - A3
1700 | Local |  |  | CON-CON_1167 | Welding Cutting Tip, 3 | 305.3333 | 0 | 0 | pc/s
1701 | Local |  |  | CON-CON_1171 | Wheel, Cutting,Diamond, 1.8mm x 20mm x 4" | 130 | 2 | 0 | pc/s
1702 | Local |  |  | CON-CON_1170 | Wheel, Cutting,Diamond, Thin Cut, 1.2mm x 20mm x 4" | 130 | 2 | 0 | pc/s
1703 | Local |  |  | FFE-SSE_1052 | Whistle, Metal | 20 | 0 | 0 | pc/s
1704 | Local |  |  | CON-HOU_1061 | Wiper, Glass Cleaning | 200 | 0 | 0 | pc/s | WH - Rm3 | CENPRI
1705 | Manila |  |  | BUI-MAT_1167 | Wire Cable clamp, Stainless Steel, 5mm | 280 | 0 | 0 | pc/s | WH - Rm1 | CENPRI
1706 | Local |  |  | EIC-PAR_1399 | Wire Duct, 3" x 3" x 8ft long | 700 | 0 | 0 | lgth/s
1707 | Manila |  |  | BUI-MAT_1163 | Wire Rope, Galvanized, 6x19 Steel Core, IWRC, 9mm dia., Zinc Coated, T/S: 180kg/mm2 | 95 | 0 | 0 | mtr/s | WH - Rm3 | CENPRI
1708 | Manila |  |  | BUI-MAT_1166 | Wire Rope, Galvanized, 5mm | 45 | 0 | 0 | mtr/s | WH - Rm1 | CENPRI
1709 | Local |  |  | ENG-SUL_1303 | Wire Strip / spring for Rotor | 0 | 12 | 0 | pc/s | WH - Rm3 | CENPRI | Rack - L1
1710 | Manila |  |  | EIC-PAR_1298 | Wire, Copper, Bare, 60mm2 (2/0 AWG) | 287.28 | 0 | 0 | mtr/s | WH - Rm1 | CENPRI | Rack - O3
1711 | Manila |  |  | EIC-PAR_1360 | Wire, Grounding #8 | 0 | 0 | 0 | mtr/s | WH - Rm3 | CENPRI
1712 | Local |  |  | CON-EIC_1177 | Wire, Magnet, #7 | 895 | 0 | 0 | kg/s | WH - Rm3 | CENPRI
1713 | Local |  |  | BUI-MAT_1176 | Wire, Mesh, 2" x 4 ft x 8 ft | 345 | 0 | 0 | sht/s | WH - Bldg. | CENPRI
1714 | Local |  |  | CON-OFF_1092 | Wire, Stapler, #10 | 36 | 0 | 0 | box/s
1715 | Local |  |  | CON-OFF_1093 | Wire, Stapler, #35 | 31.6 | 0 | 0 | box/s
1716 | Local |  |  | FFE-OFF_1030 | Wireless Microphone | 350 | 0 | 0 | pc/s | WH - Rm1 | CENPRI
1717 | Local |  |  | CON-CON_1282 | Wool, Steel | 10 | 0 | 0 | pc/s | WH - Rm3 | CENPRI
1718 | Manila |  |  | TOO-HAN_1094 | Wrench, Crowfoot, size: 8-24mm (15 pcs/set) | 2300 | 1 | 0 | set/s | WH - Rm1 | CENPRI
1719 | Local |  |  | CON-CHE_1078 | Xylene Chemical | 1324 | 0 | 0 | ltr/s | WH - Rm3 | CENPRI
1720 | Local |  |  | CON-OFF_1118 | Yarn, Lime Green / Apple Green | 0 | 0 | 0 | roll/s | WH - Rm1 | CENPRI
1721 | Manila |  |  | AUX-PAR_1196 | Zinc Anode, Casted, 3-1/2" Dia. x 1-1/2" Thickness x 5/8" Hole | 2500 | 0 | 0 | pc/s | WH - Rm3 | CENPRI
Prepared By: |  |  | Checked By: |  | Approved By:
Warehouse Personnel |  |  | Warehouse Supervisor |  | Plant Director/Plant Manager