## Worksheet
|  | CENTRAL NEGROS POWER RELIABILITY, INC. |  |  |  |  | MATERIAL INVENTORY REPORT TO DATE
Purok San Jose, Brgy. Calumangan, Bago City
Tel. No. 476 - 7382
Date | 2020-07-20
Main Category |  |  |  |  | Sub-Category
No. | Local/Manila |  |  | Item Part No. | Item Description | Nominal Cost | Qty | Price | Uom | Location | Warehouse Location | Rack | Bin
1 | Local |  |  | AUT-HEA_1002 | Brake Shoe | 800 | 0 | 1600 | set/s
2 |  |  |  | AUT-HEA_1003 | Cylinder, Wheel | 0 | 0 |  | pc/s
3 |  |  |  | AUT-HEA_1004 | Tire, 700 x 16, 12ply | 0 | 0 |  | pc/s
4 |  |  |  | AUT-HEA_1005 | Hose Clip, 3/4" | 12 | 0 | 12 | pc/s | WH - Rm3 | CENPRI | Rack - C3
5 |  |  |  | AUT-HEA_1006 | Tube, Copper Steel, With Fittings | 0 | 0 | 0 | set/s | WH - Rm3 | CENPRI | Rack - E1
6 | Local |  |  | AUT-HEA_1007 | Hose Clip, 1" | 10 | 0 | 10 | pc/s | WH - Rm3 | CENPRI | Rack - E2
7 | Local |  |  | AUT-HEA_1008 | Clutch Operating Kit | 65 | 0 | 65 | set/s | WH - Rm1 | CENPRI
8 | Local |  |  | AUT-HEA_1009 | Bulb, Headlight, Halogen, 12V, 55W | 70 | 0 | 70 | pc/s | WH - Rm1 | CENPRI
9 | Local |  |  | AUT-HEA_1010 | Fuel Filter, 33358 | 450 | 0 | 450 | pc/s
10 | Local |  |  | AUT-HEA_1011 | Filter, Fuel, FC-8351 | 180 | 0 | 180 | pc/s | WH - Rm3 | CENPRI | Rack - D1
11 | Local |  |  | AUT-HEA_1012 | Filter, Oil, Big, C-8350 | 230 | 0 | 230 | pc/s | WH - Rm3 | CENPRI | Rack - D1
12 | Local |  |  | AUT-HEA_1013 | Filter, Oil, Small, C-8360 | 175 | 0 | 175 | pc/s | WH - Rm3 | CENPRI | Rack - D1
13 | Local |  |  | AUT-HEA_1014 | Battery, 11 Plate, Low Maintenance Free | 5300 | 0 | 5300 | unit/s | WH - Rm3 | CENPRI | Rack - G3
14 |  |  |  | AUT-TRA_1001 | Fuel Filter, FC-208A | 250 | 0 | 250 | pc/s | WH - Rm3 | CENPRI
15 |  |  |  | AUT-TRA_1002 | Oil Filter, C-215 | 250 | 0 | 250 | pc/s | WH - Rm3 | CENPRI
16 |  |  |  | AUT-TRA_1004 | Blade, Wiper | 180 | 0 | 180 | set/s | WH - Rm3 | CENPRI | Rack - D2
17 | Local |  |  | AUT-TRA_1005 | Brake Rotor Left / Right, Plate | 1400 | 0 | 0 | pc/s | WH - Rm1 | CENPRI
18 | Local |  |  | AUT-TRA_1006 | Tires, (205 / 70 / R15), Toyota Inova | 4850 | 0 | 4850 | pc/s | WH - Rm2 | CENPRI
19 | Local |  |  | AUT-TRA_1007 | Tires, (235 / 70 / R15), Crosswind Gold FFN706 | 6000 | 0 | 6000 | pc/s | WH - Rm3 | CENPRI
20 | Local |  |  | AUT-TRA_1008 | Alternator, Boom Truck | 5700 | 0 | 5700 | assy/s
21 | Local |  |  | AUT-TRA_1009 | Mirror, Right Side | 250 | 0 | 250 | pc/s | WH - Rm3 | CENPRI | Rack - B1
22 |  |  |  | AUX-PAR_1021 | Ball, Steel, 6014006, No.39, SJ 6000 | 0 | 0 |  | pc/s | WH - Rm3 | CENPRI | Rack - B3
23 |  |  |  | AUX-PAR_1022 | Block, Friction, 6015002, SJ 6000 | 0 | 0 |  | pc/s | WH - Rm3 | CENPRI | Rack - B3
24 |  |  |  | AUX-PAR_1023 | Bolt, Square Head, No.58, SJ 6000 | 0 | 0 |  | pc/s | WH - Rm3 | CENPRI | Rack - B3
25 | Manila |  |  | AUX-PAR_1024 | Connector, Tube, 1/2" x 3/8" | 600 | 10 | 1200 | pc/s | WH - Rm3 | CENPRI | Rack - B3
26 |  |  |  | AUX-PAR_1025 | Connector, Tube, 3/4" x 3/4" | 0 | 3 |  | pc/s | WH - Rm3 | CENPRI | Rack - B3
27 |  |  |  | AUX-PAR_1026 | Disc, Gravity, 114mm(dia) | 0 | 1 |  | pc/s | WH - Rm3 | CENPRI | Rack - B2
28 |  |  |  | AUX-PAR_1027 | Disc, Gravity, 66mm(dia) | 0 | 2 |  | pc/s | WH - Rm3 | CENPRI | Rack - B2
29 |  |  |  | AUX-PAR_1028 | Disc, Gravity, 99mm(dia) | 0 | 1 |  | pc/s | WH - Rm3 | CENPRI | Rack - B2
30 |  |  |  | AUX-PAR_1029 | Gasket, Airhead, (Top/Bottom) | 0 | 4 |  | pc/s | WH - Rm3 | CENPRI | Rack - B3
31 |  |  |  | AUX-PAR_1030 | Gasket, Flange | 0 | 3 |  | pc/s | WH - Rm3 | CENPRI | Rack - B3
32 |  |  |  | AUX-PAR_1031 | Gasket, Ring, Jacket Water | 0 | 0 |  | pc/s
33 |  |  |  | AUX-PAR_1032 | Gasket, Ring, Lube oil | 0 | 0 |  | pc/s
34 |  |  |  | AUX-PAR_1033 | Gasket, Set | 0 | 1 |  | set/s | WH - Rm3 | CENPRI | Rack - B3
35 |  |  |  | AUX-PAR_1034 | Gasket, Set A/Set B | 0 | 0 |  | set/s | WH - Rm3 | CENPRI | Rack - B3
36 |  |  |  | AUX-PAR_1035 | Intermediate Service Kit for MAPX313, 99999104.06 | 0 | 0 |  | set/s
37 |  |  |  | AUX-PAR_1036 | Key, No. 46, 6013007, SJ 6000 | 0 | 0 |  | pc/s | WH - Rm3 | CENPRI | Rack - B3
38 |  |  |  | AUX-PAR_1037 | Key, Woodruf | 0 | 1 |  | pc/s | WH - Rm3 | CENPRI | Rack - B3
39 |  |  |  | AUX-PAR_1038 | Kit, Repair, Gasket | 0 | 0 |  | set/s
40 |  |  |  | AUX-PAR_1039 | Kit, Valve/Gasket | 0 | 1 |  | set/s | WH - Rm3 | CENPRI | Rack - B3
41 |  |  |  | AUX-PAR_1040 | Seat Stop, Lower Bearing, No.44, 6014002, SJ 6000 | 0 | 0 |  | pc/s | WH - Rm3 | CENPRI | Rack - B3
42 |  |  |  | AUX-PAR_1041 | O-Ring, 3024016, SJ 6000 | 0 | 0 |  | pc/s | WH - Rm3 | CENPRI | Rack - B3
43 |  |  |  | AUX-PAR_1042 | O-Ring, U-Packing, 6013005, SJ 6000 | 0 | 0 |  | pc/s | WH - Rm3 | CENPRI | Rack - B3
44 |  |  |  | AUX-PAR_1043 | O-Ring, 6016005, SJ 6000 | 0 | 0 |  | pc/s | WH - Rm3 | CENPRI | Rack - B3
45 |  |  |  | AUX-PAR_1044 | O-Ring, 6016009, SJ 6000 | 0 | 0 |  | pc/s | WH - Rm3 | CENPRI | Rack - B3
46 |  |  |  | AUX-PAR_1045 | O-Ring, 6081003, SJ 6000 | 0 | 0 |  | pc/s | WH - Rm3 | CENPRI | Rack - B3
47 |  |  |  | AUX-PAR_1046 | O-Ring, 6081022, SJ 6000 | 0 | 0 |  | pc/s | WH - Rm3 | CENPRI | Rack - B3
48 |  |  |  | AUX-PAR_1047 | O-Ring, 6081024, SJ 6000 | 0 | 0 |  | pc/s | WH - Rm3 | CENPRI | Rack - B3
49 |  |  |  | AUX-PAR_1048 | O-Ring, 6081030, SJ 6000 | 0 | 0 |  | pc/s | WH - Rm3 | CENPRI | Rack - B3
50 |  |  |  | AUX-PAR_1049 | O-Ring, 6081033, SJ 6000 | 0 | 0 |  | pc/s | WH - Rm3 | CENPRI | Rack - B3
51 |  |  |  | AUX-PAR_1050 | O-Ring, 6081035, SJ 6000 | 0 | 0 |  | pc/s | WH - Rm3 | CENPRI | Rack - B3
52 |  |  |  | AUX-PAR_1051 | O-Ring, 6081038, SJ 6000 | 0 | 0 |  | pc/s | WH - Rm3 | CENPRI | Rack - B3
53 |  |  |  | AUX-PAR_1052 | O-Ring, Viton 216 | 0 | 0 |  | pc/s
54 |  |  |  | AUX-PAR_1053 | O-Ring, Viton 248 | 0 | 0 |  | pc/s
55 |  |  |  | AUX-PAR_1054 | Orifice, SJ 6000 | 0 | 0 |  | pc/s | WH - Rm3 | CENPRI | Rack - B3
56 |  |  |  | AUX-PAR_1055 | Packing, Felt | 0 | 0 |  | feet
57 |  |  |  | AUX-PAR_1056 | Packing, Square, 10mm x 10mm | 0 | 1 |  | pc/s | WH - Rm3 | CENPRI | Rack - B3
58 |  |  |  | AUX-PAR_1057 | Packing, Valve, 6081039, SJ 6000 | 0 | 0 |  | pc/s | WH - Rm3 | CENPRI | Rack - B3
59 |  |  |  | AUX-PAR_1058 | Packing/ Gasket, Sheet, 6013004, SJ 6000 | 0 | 0 |  | sht/s | WH - Rm3 | CENPRI | Rack - B3
60 |  |  |  | AUX-PAR_1059 | Packing/ Gasket, Sheet, 6013012, SJ 6000 | 0 | 0 |  | sht/s | WH - Rm3 | CENPRI | Rack - B3
61 |  |  |  | AUX-PAR_1060 | Packing/ Gasket, Sheet, 6014011, SJ 6000 | 0 | 0 |  | sht/s | WH - Rm3 | CENPRI | Rack - B3
62 |  |  |  | AUX-PAR_1061 | Packing/ Gasket, Sheet, 6015005, SJ 6000 | 0 | 0 |  | sht/s | WH - Rm3 | CENPRI | Rack - B3
63 |  |  |  | AUX-PAR_1062 | Packing/ Gasket, Sheet, 6015011, SJ 6000 | 0 | 0 |  | sht/s | WH - Rm3 | CENPRI | Rack - B3
64 |  |  |  | AUX-PAR_1063 | Packing/ Gasket, Sheet, 6016012, SJ 6000 | 0 | 0 |  | sht/s | WH - Rm3 | CENPRI | Rack - B3
65 |  |  |  | AUX-PAR_1064 | Packing/ Gasket, Sheet, 6041002, SJ 6000 | 0 | 0 |  | sht/s | WH - Rm3 | CENPRI | Rack - B3
66 |  |  |  | AUX-PAR_1065 | Packing/ Gasket, Sheet, 6041016, SJ 6000 | 0 | 0 |  | sht/s | WH - Rm3 | CENPRI | Rack - B3
67 |  |  |  | AUX-PAR_1066 | Pin Assembly Thrust | 0 | 1 |  | pc/s | WH - Rm3 | CENPRI | Rack - B4
68 |  |  |  | AUX-PAR_1067 | Cap Body, Crankpin | 0 | 1 |  | pc/s | WH - Rm3 | CENPRI | Rack - B3
69 |  |  |  | AUX-PAR_1068 | Pipe | 0 | 1 |  | pc/s | WH - Rm3 | CENPRI | Rack - B3
70 |  |  |  | AUX-PAR_1069 | Push Plate, 71318, SJ 6000 | 0 | 0 |  | pc/s | WH - Rm3 | CENPRI | Rack - B3
71 |  |  |  | AUX-PAR_1070 | Receiver/Trap, Distilling, 10ml | 0 | 1 |  | pc/s | WH - Rm3 | CENPRI | Rack - C1
72 |  |  |  | AUX-PAR_1071 | Relief Nozzle, Water, 2081031, SJ 6000 | 0 | 0 |  | pc/s | WH - Rm3 | CENPRI | Rack - B3
73 |  |  |  | AUX-PAR_1072 | Ring, Set (32194144) | 0 | 4 |  | set/s | WH - Rm3 | CENPRI | Rack - B2
74 |  |  |  | AUX-PAR_1073 | Ring, Set (32194276) | 0 | 3 |  | set/s | WH - Rm3 | CENPRI | Rack - B2
75 |  |  |  | AUX-PAR_1074 | Ring, Set (37138146) | 0 | 0 |  | set/s | WH - Rm3 | CENPRI | Rack - B2
76 |  |  |  | AUX-PAR_1075 | Seal, Mechanical, 20mm | 0 | 1 |  | set/s | WH - Rm3 | CENPRI | Rack - F2
77 |  |  |  | AUX-PAR_1076 | Seal, Mechanical, 22mm, Type 300-C60 | 0 | 1 |  | set/s | WH - Rm3 | CENPRI | Rack - F2
78 |  |  |  | AUX-PAR_1077 | Seal, Mechanical, 34mm | 0 | 1 |  | set/s | WH - Rm3 | CENPRI | Rack - F2
79 |  |  |  | AUX-PAR_1078 | Seal, Mechanical, 55mm | 0 | 1 |  | set/s | WH - Rm3 | CENPRI | Rack - F2
80 |  |  |  | AUX-PAR_1079 | Seal, Mechanical, 60mm, Sample | 0 | 1 |  | pc/s | WH - Rm3 | CENPRI | Rack - F2
81 |  |  |  | AUX-PAR_1080 | Seal, Oil, 10mm x 42mm x 25mm dia., 254210, SJ 6000 | 0 | 0 |  | pc/s | WH - Rm3 | CENPRI | Rack - B3
82 |  |  |  | AUX-PAR_1081 | Seal, Oil, 13mm x 71mm x 47mm dia., SJ 6000 | 0 | 0 |  | pc/s | WH - Rm3 | CENPRI | Rack - B3
83 |  |  |  | AUX-PAR_1082 | Seal, Oil, 11mm x 50mm x 30mm dia., SB305011, SJ 6000 | 0 | 0 |  | pc/s | WH - Rm3 | CENPRI | Rack - B3
84 |  |  |  | AUX-PAR_1083 | Seal, Oil, 12mm x 68mm x 45mm dia., SB456812, SJ 6000 | 0 | 0 |  | pc/s | WH - Rm3 | CENPRI | Rack - B3
85 |  |  |  | AUX-PAR_1084 | Water Valve Block, MAX313 | 0 | 0 |  | set/s
86 |  |  |  | AUX-PAR_1085 | Shaft Nut, 10mm x 65mm x 49mm dia., 3013012, SJ 6000 | 0 | 0 |  | pc/s | WH - Rm3 | CENPRI | Rack - B3
87 |  |  |  | AUX-PAR_1086 | Shaft Nut, 8mm x 52mm x 35mm dia., 3015004, SJ 6000 | 0 | 0 |  | pc/s | WH - Rm3 | CENPRI | Rack - B3
88 |  |  |  | AUX-PAR_1087 | Shaft Nut, 11mm x 80mm x 60mm dia., 6013013, SJ 6000 | 0 | 0 |  | pc/s | WH - Rm3 | CENPRI | Rack - B3
89 |  |  |  | AUX-PAR_1088 | Spacer, Lube Oil Pump, 10mm x 42mm x 71mm dia. | 0 | 1 |  | pc/s | WH - Rm3 | CENPRI | Rack - B3
90 |  |  |  | AUX-PAR_1089 | Spacer, Lube Oil Pump, 20mm x 42mm x 71mm dia. | 0 | 1 |  | pc/s | WH - Rm3 | CENPRI | Rack - B3
91 |  |  |  | AUX-PAR_1090 | Spacer, Lube Oil Pump, 4mm x 41mm x 71mm dia. | 0 | 1 |  | pc/s | WH - Rm3 | CENPRI | Rack - B3
92 |  |  |  | AUX-PAR_1091 | Spacer, Lube Oil Pump, 5mm x 41mm x 71mm dia. | 0 | 7 |  | pc/s | WH - Rm3 | CENPRI | Rack - B3
93 |  |  |  | AUX-PAR_1092 | Spring, Lower, 14mm x 56mm x 59mm x 32mm dia., SJ 6000 | 0 | 0 |  | pc/s | WH - Rm3 | CENPRI | Rack - B3
94 |  |  |  | AUX-PAR_1093 | Seat, Lower Spring, 20mm x 58mm x 29mm, 6014007, SJ 6000 | 0 | 0 |  | pc/s | WH - Rm3 | CENPRI | Rack - B3
95 |  |  |  | AUX-PAR_1094 | Spring, Upper, 9mm x 44mm x 33mm x 17mm dia., 6013010, SJ 6000 | 0 | 0 |  | pc/s | WH - Rm3 | CENPRI | Rack - B3
96 |  |  |  | AUX-PAR_1095 | Seat, Upper Spring, 20mm x 43mm x 77mm dia., SJ 6000 | 0 | 0 |  | pc/s | WH - Rm3 | CENPRI | Rack - B3
97 |  |  |  | AUX-PAR_1096 | Tube, Finned, Copper | 0 | 9 |  | pc/s | WH - Rm3 | CENPRI | Rack - M2
98 | Local |  |  | AUX-PAR_1097 | V-Belt | 127.5 | 0 | 255 | pc/s
99 | Local |  |  | AUX-PAR_1098 | V-Belt, B-68 | 187.5 | 3 | 250 | pc/s | WH - Rm3 | CENPRI | Rack - B2
100 | Local |  |  | AUX-PAR_1099 | V-Belt, C-98 | 312.5 | 4 | 625 | pc/s | WH - Rm3 | CENPRI | Rack - B2
101 |  |  |  | AUX-PAR_1100 | Valve, 20GA, Complete 3/3 | 0 | 3 |  | pc/s | WH - Rm3 | CENPRI | Rack - B3
102 |  |  |  | AUX-PAR_1101 | Valve, Angle, 1-1/2" Diameter | 0 | 0 |  | pc/s
103 |  |  |  | AUX-PAR_1102 | Valve Assembly | 0 | 3 |  | pc/s | WH - Rm3 | CENPRI | Rack - B3
104 |  |  |  | AUX-PAR_1103 | Valve, Safety, 1400PSI | 0 | 2 |  | pc/s | WH - Rm3 | CENPRI | Rack - B4
105 |  |  |  | AUX-PAR_1104 | Valve, Safety, 150Psig, 2" | 0 | 1 |  | pc/s | WH - Rm3 | CENPRI | Rack - B4
106 |  |  |  | AUX-PAR_1105 | Valve, Safety, 260PSI | 0 | 2 |  | pc/s | WH - Rm3 | CENPRI | Rack - B3
107 |  |  |  | AUX-PAR_1106 | Valve, Safety, 32bar | 0 | 0 |  | pc/s
108 |  |  |  | AUX-PAR_1107 | Valve, Safety, 60PSIG | 0 | 2 |  | pc/s | WH - Rm3 | CENPRI | Rack - B3
109 |  |  |  | AUX-PAR_1108 | Washer, 3013013, No. 22, SJ 6000 | 0 | 0 |  | pc/s | WH - Rm3 | CENPRI | Rack - B3
110 |  |  |  | AUX-PAR_1109 | Washer, 3013013, No. 37, SJ 6000 | 0 | 0 |  | pc/s | WH - Rm3 | CENPRI | Rack - B3
111 |  |  |  | AUX-PAR_1110 | Washer, 3015003, No.24, SJ 6000 | 0 | 0 |  | pc/s | WH - Rm3 | CENPRI | Rack - B3
112 |  |  |  | AUX-PAR_1111 | Washer, 6013014, SJ 6000 | 0 | 0 |  | pc/s | WH - Rm3 | CENPRI | Rack - B3
113 |  |  |  | AUX-PAR_1112 | Washer, 6016002, SJ 6000 | 0 | 0 |  | pc/s | WH - Rm3 | CENPRI | Rack - B3
114 |  |  |  | AUX-PAR_1113 | Washer, 6026006, SJ 6000 | 0 | 0 |  | pc/s | WH - Rm3 | CENPRI | Rack - B3
115 |  |  |  | AUX-PAR_1114 | Spring, Lockwasher, 13 | 0 | 1 |  | pc/s | WH - Rm3 | CENPRI | Rack - B3
116 |  |  |  | AUX-PAR_1115 | Washer, Stopper, No.59, 6016003, SJ 6000 | 0 | 0 |  | pc/s | WH - Rm3 | CENPRI | Rack - B3
117 |  |  |  | AUX-PAR_1116 | Water Intake Plate Stop, 6016004, SJ 6000 | 0 | 0 |  | pc/s | WH - Rm3 | CENPRI | Rack - B3
118 |  |  |  | AUX-PAR_1117 | Bearing, Ball, 6005C3E | 0 | 4 |  | pc/s | WH - Rm3 | CENPRI | Rack - B4
119 |  |  |  | AUX-PAR_1118 | Bearing, Ball, 6307, SJ 6000 | 230 | 0 | 460 | pc/s | WH - Rm3 | CENPRI | Rack - B3
120 |  |  |  | AUX-PAR_1119 | Bearing, Ball, 6309, SJ 6000 | 0 | 0 |  | pc/s | WH - Rm3 | CENPRI | Rack - B3
121 |  |  |  | AUX-PAR_1120 | Bearing, Ball, 6309, SJ 6000 | 0 | 0 |  | pc/s | WH - Rm3 | CENPRI | Rack - B3
122 | Local |  |  | AUX-PAR_1121 | Bearing, Ball, 6312, SJ 6000 | 675 | 0 | 1350 | pc/s | WH - Rm3 | CENPRI | Rack - B3
123 |  |  |  | AUX-PAR_1122 | Bearing, Ball, 6318ZZC3E | 0 | 1 |  | pc/s | WH - Rm3 | CENPRI | Rack - B4
124 |  |  |  | AUX-PAR_1123 | Bearing, Ball, 7307 B | 0 | 0 |  | pc/s | WH - Rm3 | CENPRI | Rack - B4
125 |  |  |  | AUX-PAR_1124 | Bearing, Ball, NU318W | 0 | 1 |  | pc/s | WH - Rm3 | CENPRI | Rack - B4
126 |  |  |  | AUX-PAR_1125 | Bearing, Contact, Angular, No.36, SJ 6000 | 0 | 0 |  | pc/s | WH - Rm3 | CENPRI | Rack - B3
127 |  |  |  | AUX-PAR_1126 | Upper Bearing Sleeve, SJ 6000 | 0 | 0 |  | pc/s | WH - Rm3 | CENPRI | Rack - B3
128 |  |  |  | AUX-PAR_1127 | Bearing, Thrust, 27cm x 42cm x 42cm, Standard (MIBA) | 0 | 1 |  | pair/s | WH - Rm3 | CENPRI | Rack - B4
129 |  |  |  | AUX-PAR_1132 | Bushing, Crank Pin | 0 | 1 |  | pc/s | WH - Rm3 | CENPRI | Rack - B4
130 |  |  |  | AUX-PAR_1133 | Bushing, Gear, 6041004, SJ 6000 | 0 | 0 |  | pc/s | WH - Rm3 | CENPRI | Rack - B3
131 |  |  |  | AUX-PAR_1134 | Bushliner,M10, C262, 31mm | 0 | 16 |  | pc/s | WH - Rm3 | CENPRI | Rack - B2
132 |  |  |  | AUX-PAR_1135 | Bushing, Rubber, 1/2" (dia) | 0 | 11 |  | pc/s | WH - Rm3 | CENPRI | Rack - F2
133 |  |  |  | AUX-PAR_1136 | Bushing, Rubber, 1/4" (dia) | 0 | 8 |  | pc/s | WH - Rm3 | CENPRI | Rack - F2
134 |  |  |  | AUX-PAR_1137 | Camlock Fitting | 0 | 2 |  | pc/s
135 |  |  |  | AUX-PAR_1138 | Cap Assembly, Crankpin | 0 | 2 |  | pc/s | WH - Rm3 | CENPRI | Rack - B3
136 |  |  |  | AUX-PAR_1139 | Coller | 0 | 1 |  | pc/s | WH - Rm3 | CENPRI | Rack - B3
137 |  |  |  | AUX-PAR_1140 | Compensator/ Expansion Joint, Braided Flexible, 1-1/2" | 0 | 6 |  | pc/s | WH - Rm3 | CENPRI | Rack - M1
138 |  |  |  | AUX-PAR_1141 | Compensator/ Expansion Joint, Braided Flexible, 1" | 0 | 5 |  | pc/s | WH - Rm3 | CENPRI | Rack - M5
139 |  |  |  | AUX-PAR_1142 | Compensator/ Expansion Joint, Braided Flexible, 2" | 0 | 3 |  | pc/s | WH - Rm3 | CENPRI | Rack - M1
140 |  |  |  | AUX-PAR_1143 | Compensator/ Expansion Joint, Braided Flexible, 2-1/2" | 0 | 0 |  | pc/s
141 |  |  |  | AUX-PAR_1144 | Compensator/ Expansion Joint, Braided Flexible, 3-1/2" | 0 | 0 |  | pc/s
142 |  |  |  | AUX-PAR_1145 | Compensator/ Expansion Joint, Braided Flexible, 3" | 0 | 0 |  | pc/s
143 |  |  |  | AUX-PAR_1146 | Compensator/ Expansion Joint, Metal Bellows, 1-1/4" | 0 | 6 |  | pc/s | WH - Rm3 | CENPRI | Rack - M1
144 |  |  |  | AUX-PAR_1147 | Compensator/ Expansion Joint, Metal Bellows, 145mm | 0 | 2 |  | pc/s
145 |  |  |  | AUX-PAR_1148 | Compensator/ Expansion Joint, Metal Bellows, 4" | 0 | 2 |  | pc/s
146 |  |  |  | AUX-PAR_1149 | Compensator/ Expansion Joint, Rubber Bellows, 10" | 0 | 1 |  | pc/s | WH - Rm3 | CENPRI | Rack - N4
147 |  |  |  | AUX-PAR_1150 | Compensator/ Expansion Joint, Rubber Bellows, 12" | 0 | 1 |  | pc/s | WH - Rm3 | CENPRI | Rack - N4
148 |  |  |  | AUX-PAR_1151 | Coupling, Falk | 0 | 5 |  | pc/s | WH - Rm3 | CENPRI | Rack - B2
149 |  |  |  | AUX-PAR_1152 | Coupling, Hydraulic, Quick Release, Male & Female, 1/2" | 0 | 0 |  | set/s
150 |  |  |  | AUX-PAR_1153 | Coupling, Safety,6041006, SJ 6000 | 0 | 0 |  | pc/s | WH - Rm3 | CENPRI | Rack - B3
151 | Local |  |  | AUX-PAR_1154 | Coupling, Spider, Big, 3" dia, (Fabricated) | 0 | 4 | 0 | pc/s | WH - Rm3 | CENPRI | Rack - F2
152 |  |  |  | AUX-PAR_1155 | Filter Element, Compressed Air | 0 | 2 |  | pc/s | WH - Rm3 | CENPRI | Rack - B2
153 |  |  |  | AUX-PAR_1156 | Filter Element | 0 | 1 |  | pc/s | WH - Rm3 | CENPRI | Rack - B2
154 |  |  |  | AUX-PAR_1157 | Filter Element, Compressed Air, 10 Micron | 0 | 6 |  | pc/s | WH - Rm3 | CENPRI | Rack - B2
155 |  |  |  | AUX-PAR_1158 | Filter, Complete - Inlet | 0 | 2 |  | pc/s | WH - Rm3 | CENPRI | Rack - B2
156 | Local |  |  | AUX-PAR_1159 | Regulator, Air Pressure, UF-08 | 0 | 4 | 0 | pc/s | WH - Rm3 | CENPRI | Rack - B2
157 | Local |  |  | AUX-PAR_1160 | Regulator, Air Filter, UF-06 | 0 | 1 | 0 | pc/s | WH - Rm3 | CENPRI | Rack - B2
158 |  |  |  | AUX-PAR_1161 | Filter, Stainless, 1" x 25" x 25" | 0 | 0 |  | pc/s
159 |  |  |  | AUX-PAR_1162 | Thermometer, SJ 6000 | 0 | 0 |  | pc/s | WH - Rm3 | CENPRI | Rack - B3
160 |  |  |  | AUX-PAR_1163 | Kit, O-ring | 0 | 0 |  | set/s
161 |  |  |  | AUX-PAR_1164 | O-Ring, 3013001, SJ 6000 | 0 | 0 |  | pc/s | WH - Rm3 | CENPRI | Rack - B3
162 |  |  |  | AUX-PAR_1165 | O-Ring, 3024012, SJ 6000 | 0 | 0 |  | pc/s | WH - Rm3 | CENPRI | Rack - B3
163 |  |  |  | AUX-PAR_1166 | O-Ring, 017Q111 | 0 | 18 |  | pc/s | WH - Rm3 | CENPRI | Rack - F1
164 |  |  |  | AUX-PAR_1167 | Circlip | 0 | 8 |  | pc/s | WH - Rm3 | CENPRI | Rack - F1
165 |  |  |  | AUX-PAR_1168 | Plates, PHE Cooler, Alfa Laval M15BFML, (124 pcs Channel Plates with Gaskets (Cooler Plates included), 2 pcs End Plate Gaskets) | 329654 | 0 | 0 | set/s | WH - Rm3 | CENPRI
166 |  |  |  | AUX-PAR_1169 | Plates, Channel, PHE Cooler, Alfa Laval M15BFML | 0 | 370 | 0 | pc/s | WH - Rm3 | CENPRI
167 |  |  |  | AUX-PAR_1171 | Bladder Tank, CF 19, Capacity:19 ltrs, Max. Pressure: 120psi / 8 Bar, Height:400mm | 2600 | 0 | 2600 | unit/s |  | CENPRI
168 |  |  |  | AUX-PAR_1172 | Gasket, Set of Spare for Bowl, Westfalia Separator, 0007-2421-750 | 354.2 | 0 | 0 | pc/s | WH - Rm3 | CENPRI | Rack - D1
169 |  |  |  | AUX-PAR_1173 | Gasket, Westfalia Separator, 0007-3349-750 | 3896.2 | 0 | 3896.2 | pc/s | WH - Rm3 | CENPRI | Rack - D1
170 |  |  |  | AUX-PAR_1174 | Gasket, Set of Spare for Bowl, Westfalia Separator, 0007-3153-750 | 9.24 | 0 | 0 | pc/s | WH - Rm3 | CENPRI | Rack - D1
171 |  |  |  | AUX-PAR_1175 | Gasket, Westfalia Separator, 0007-2925-750 | 750 | 0 | 750 | pc/s | WH - Rm3 | CENPRI | Rack - D1
172 |  |  |  | AUX-PAR_1176 | Cushion, Rubber Metal, Westfalia Separator, 2048-1074-000 | 4693.15 | 0 | 0 | pc/s | WH - Rm3 | CENPRI | Rack - D1
173 |  |  |  | AUX-PAR_1177 | Clutch Shoe, Set of Spare for Drive, Westfalia Separator, 0021-2983-950 | 1682.45 | 0 | 0 | pc/s | WH - Rm3 | CENPRI | Rack - D1
174 |  |  |  | AUX-PAR_1178 | Bearing, Gear Pump, 6307 |  | 0 |  | pc/s | WH - Rm3 | CENPRI | Rack - C2
175 |  |  |  | AUX-PAR_1179 | Plug, Blind, Tiger Bronze, Lube Oil Cooler | 400 | 0 | 400 | pc/s | WH - Rm3 | CENPRI | Rack - B2
176 |  |  |  | AUX-PAR_1180 | Gauge, Pressure, 3-1/2" Dial Face, SS Material Open Type Case For Reset Calibration, NPT 1/4" Bottom Connection, Dry Type, 0-40 Bars | 5700 | 0 | 5700 | pc/s | WH - Rm3 | CENPRI | Rack - C3
177 | Local |  |  | AUX-PAR_1181 | Reducer, Fabricated, Lube Oil Cooler | 580 | 0 | 580 | pc/s | WH - Rm3 | CENPRI | Rack - D1
178 | Local |  |  | AUX-PAR_1182 | Plug, Fabricated, Lube Oil Cooler | 480 | 0 | 480 | pc/s | WH - Rm3 | CENPRI | Rack - D1
179 | Local |  |  | AUX-PAR_1183 | Washer, Lock, SS, 12mm | 3 | 0 | 3 | pc/s | WH - Rm3 | CENPRI | Rack - F1
180 | Local |  |  | AUX-PAR_1184 | Seal, Oil, 100mm x 75mm x 12mm | 224.125 | 0 | 247.5 | pc/s | WH - Rm3 | CENPRI | Rack - E2
181 | Local |  |  | AUX-PAR_1185 | Riser Pipe, PVC, With Coupling, 3 Inches | 3340 | 0 | 3340 | lgth/s | WH - Bldg. | CENPRI
182 | Local |  |  | AUX-PAR_1186 | Impeller, Part No. 7, | 15000 | 0 | 15000 | pc/s | WH - Rm3 | CENPRI
183 | Local |  |  | AUX-PAR_1187 | Gauge, Temperature, BTA-5", 1/2" NPT, 0 - 200 deg C, Dial, 6" Stem, 6.35 mm Dia, | 0 | 1 | 0 | pc/s | WH - Rm1 | CENPRI | Rack - O2
184 | Local |  |  | AUX-PAR_1188 | Seal, Mechanical, Single Spring, 32mm | 2525 | 2 | 2525 | set/s | WH - Rm1 | CENPRI | Rack - F2
185 | Local |  |  | AUX-PAR_1189 | O-Ring, Nitrile Rubber, OD:51mm, ID:47mm, Thickness:2mm, Circular Cross Section | 31.5 | 2 | 28 | pc/s | WH - Rm3 | CENPRI | Rack - B3
186 | Local |  |  | AUX-PAR_1190 | O-Ring, Nitrile Rubber, OD:69mm, ID:65mm, Thickness:2mm, Circular Cross Section | 36 | 2 | 32 | pc/s | WH - Rm3 | CENPRI | Rack - B3
187 | Local |  |  | AUX-PAR_1191 | Bearing, Ball, Shielded, 6308.2ZR | 510 | 4 | 510 | pc/s | WH - Rm3 | CENPRI | Rack - B4
188 | Local |  |  | AUX-PAR_1192 | Sleeve, Shafting of Lube Oil Purifier No. 1 | 0 | 0 | 0 | pc/s | WH - Rm1 | CENPRI
189 | Manila |  |  | AUX-PAR_1193 | Feed Pump,Chemical, 1.40lph at 16 Bars(232psi), 1-phase, 100-230 V, 50/60 Hz, 13 Watts, IP 66, Class F Insulation, With Accessories: Foot Valve W/Strainer, Injection Valve PVC, 5 Meters PE Tubing 6mm x 4mm, 2 Meters Soft PVC Tubing 6mm x 4mm | 40200 | 1 | 40200 | unit/s | WH - Rm3 | CENPRI | Rack - A4
190 | Manila |  |  | AUX-PAR_1195 | Air Filter Regulator & Lubricator(FRL) Combined 5 Microns Filtration With Bowl Protection & Pressure Gauge, Port Connection 1", Pressure Range 7-175 PSI: SGFM 469, Max Inlet Pressure 250 PSI | 14000 | 0 | 14000 | unit/s | WH - Rm3 | CENPRI | Rack - B2
191 | Manila |  |  | AUX-PAR_1196 | Zinc Anode, Casted, 3-1/2" Dia. x 1-1/2" Thickness x 5/8" Hole | 2500 | 0 | 2500 | pc/s | WH - Rm3 | CENPRI
192 | Local |  |  | AUX-PAR_1197 | Bushing, GI, 3" x 2" | 175 | 0 | 175 | pc/s | WH - Rm3 | CENPRI
193 | Local |  |  | AUX-PAR_1198 | BUSHING, GI, 2" X 1" | 77 | 0 | 77 | pc/s | WH - Rm3 | CENPRI
194 | Local |  |  | AUX-PAR_1199 | Adaptor, Male, 2" | 231.35 | 0 | 231.35 | pc/s | WH - Rm3 | CENPRI
195 | Local |  |  | AUX-PAR_1200 | Seal, Mechanical, Carbon vs Ceramic, ID 36mm x OD 53.5mm x 63mm T/LT | 11400 | 0 | 11400 | pc/s | WH - Rm3 | CENPRI | Rack - F2
196 | Manila |  |  | AUX-PAR_1201 | Belzona 1111, Supermetal (1kg/set) | 10500 | 0 | 10500 | set/s | WH - Rm3 | CENPRI
197 | Manila |  |  | AUX-PAR_1202 | Seal, Mechanical, 28mm | 1625 | 1 | 1625 | pc/s | WH - Rm3 | CENPRI | Rack - F2
198 | Manila |  |  | AUX-PAR_1203 | EPC41 Card, Good Condition | 183500 | 1 | 170000 | unit/s | WH - Rm3 | CENPRI | Rack - D4
199 | Manila |  |  | AUX-PAR_1204 | Manual, Photocopy of EPC41 Automatic Discharge Contoller | 0 | 0 | 0 | set/s | WH - Rm1 | CENPRI
200 | Local |  |  | AUX-PAR_1205 | Coupling, Rubber Bushing, OD-33mm x ID-16mm x L-21mm | 80 | 0 | 80 | pc/s
201 | Local |  |  | AUX-PAR_1206 | Coupling, Rubber Bushing, OD-39.5mm x ID-22mm x L-22mm | 150 | 0 | 150 | pc/s
202 | Local |  |  | AUX-PAR_1207 | Bearing, 6205-2RSH/C3WT, SKF | 165 | 0 | 165 | pc/s
203 | Local |  |  | AUX-PAR_1208 | Bearing, NU306 ECP C3 | 1733 | 0 | 1733 | pc/s
204 | Local |  |  | AUX-PAR_1209 | Coupling, HFO Circulating Pump and Motor, Fabricated, (2pcs/pair) | 15000 | 0 | 15000 | pair/s
205 | Local |  |  | AUX-PAR_1210 | Fuel Rack Stopper, Fabricated | 2400 | 0 | 2400 | pc/s
206 | Local |  |  | AUX-PAR_1211 | Seal, Oil, 55mm x 70mm x 10mm | 250 | 0 | 250 | pc/s | WH - Rm3 | CENPRI | Rack - F2
207 | Local |  |  | AUX-PAR_1212 | O-ring, #232 | 37 | 0 | 37 | pc/s | WH - Rm3 | CENPRI
208 | Local |  |  | AUX-PAR_1213 | O-ring, #146 | 40 | 0 | 40 | pc/s | WH - Rm3 | CENPRI
209 | Local |  |  | AUX-PAR_1214 | O-ring, #138 | 34 | 0 | 34 | pc/s | WH - Rm3 | CENPRI
210 | Manila |  |  | AUX-PAR_1215 | O ring, Fabricated, Viton, Brown, OD:830mm, ID:810mm, Thickness:10mm | 8500 | 4 | 8500 | pc/s | WH - Rm3 | CENPRI | Rack - B4
211 | Manila |  |  | AUX-PAR_1216 | Automatic Discharged Contoller, EPC41-48VAC +10% - 15%; 60Hz, Five Relay connected for 48 VAC, Built in Automatic Fuse 3.0A, 21kg | 367500 | 2 | 367500 | unit/s | WH - Rm3 | CENPRI | Box, Side Wall
212 | Manila |  |  | AUX-PAR_1217 | Water Valve Block - 48 VAC, 60Hz, Conection:G 3/4, Water Pressure:1.5-7 Bar, Media Temperature : 85 deg.C | 57700 | 0 | 57700 | pc/s | WH - Extn B | CENPRI
213 | Manila |  |  | AUX-PAR_1218 | Air Valve Block - 48VAC; 60 Hz, 1/4 NPT, OP: Max 10 Bar | 0 | 0 | 0 | unit/s | WH - Rm3 | CENPRI
214 | Manila |  |  | AUX-PAR_1219 | Switch, Low Pressure, Preset Value: 0-6 Bar | 0 | 0 | 0 | unit/s | WH - Extn B | CENPRI
215 | Manila |  |  | AUX-PAR_1220 | Switch, High Pressure, Preset Value: 2 Bar | 0 | 0 | 0 | unit/s | WH - Extn B | CENPRI
216 | Manila |  |  | AUX-PAR_1221 | Alfa Laval Heatpac with Control System, Capacity: 24kW, Volyage: 400, 440 V AC, Max Pressure: 22.5 Bar, Test Pressure: 15 Bar, Max Working Temp: 160 deg. C, With Temperature Sensor: PT100 & Temperature Switch | 421200 | 0 | 432000 | unit/s | WH - Extn B | CENPRI
217 | Manila |  |  | AUX-PAR_1222 | 3 Way Valve DN40 | 0 | 0 | 0 | pc/s | WH - Extn B | CENPRI
218 | Manila |  |  | AUX-PAR_1223 | Bellows, Expansion, 10" x 120mm, Fabricated | 15900 | 1 | 15900 | pc/s | WH - Rm3 | CENPRI | Rack - G2
219 | Local |  |  | AUX-PAR_1224 | Belt, A-31 | 110 | 0 | 110 | pc/s
220 | Local |  |  | AUX-PAR_1225 | Bearing, Ball, 6201-2ZR | 85 | 0 | 85 | pc/s
221 | Local |  |  | AUX-PAR_1226 | Bearing, Ball, 6202 | 90 | 0 | 90 | pc/s
222 | Local |  |  | AUX-PAR_1227 | Seal, Oil, 23mm x 12mm x 7mm, 109620N | 140 | 0 | 140 | pc/s
223 | Local |  |  | AUX-PAR_1228 | Seal, Oil, 29mm x 15mm x 7mm, 100479N | 292 | 0 | 292 | pc/s
224 | Manila |  |  | AUX-PAR_1229 | Gauge, Pressure, 2" Dial Face, SS Material, NPT 1/4" Bottom Connection, 0-160 Bars, Model: 50-1008SL-02L | 6400 | 0 | 6400 | pc/s
225 | Manila |  |  | AUX-PAR_1231 | Rubber Metal Cushion, Set of Spare For Drive, Westfalia Separator, 0021-3147-750 | 0 | 0 | 0 | pc/s | WH - Rm3 | CENPRI
226 | Manila |  |  | AUX-PAR_1232 | Drive Belt, Set of Spare For Drive, Westfalia Separator, 0021-2943-890 | 0 | 0 | 0 | pc/s | WH - Rm3 | CENPRI
227 | Manila |  |  | AUX-PAR_1233 | Bearing , Ball, Grooved, Set of Spare For Drive, Westfalia Separator, 0011-6208-000 | 0 | 0 | 0 | pc/s | WH - Rm3 | CENPRI | Rack - B4
228 | Manila |  |  | AUX-PAR_1234 | Bearing, Ball, Angular Contact, Set of Spare For Drive, Westfalia Separator, 0011-7305-100 | 0 | 0 | 0 | pc/s | WH - Rm3 | CENPRI | Rack - B4
229 | Manila |  |  | AUX-PAR_1235 | Bearing, Ball, Grooved, Set of Spare For Drive, Westfalia Separator, 0011-6011-370 | 0 | 0 | 0 | pc/s | WH - Rm3 | CENPRI
230 | Manila |  |  | AUX-PAR_1236 | Gasket, Set of Spare For Drive, Westfalia Separator, 0007-2646-750 | 0 | 0 | 0 | pc/s | WH - Rm3 | CENPRI
231 | Manila |  |  | AUX-PAR_1237 | Gasket, Set of Spare For Drive, Westfalia Separator, 0007-2599-750 | 0 | 0 | 0 | pc/s | WH - Rm3 | CENPRI
232 | Manila |  |  | AUX-PAR_1238 | Gasket, Set of Spare for Bowl, Westfalia Separator, 0007-3349-840 | 0 | 0 | 0 | pc/s | WH - Rm3 | CENPRI
233 | Manila |  |  | AUX-PAR_1239 | Screw, Allen, Set of Spare for Bowl, Westfalia Separator, 0019-6122-400 | 0 | 0 | 0 | pc/s | WH - Rm3 | CENPRI
234 | Manila |  |  | AUX-PAR_1240 | Gasket, Set of Spare for Bowl, Westfalia Separator, 0007-3469-750 | 0 | 0 | 0 | pc/s | WH - Rm3 | CENPRI
235 | Manila |  |  | AUX-PAR_1241 | Gasket, Set of Spare for Bowl, Westfalia Separator, 0007-3470-750 | 0 | 0 | 0 | pc/s | WH - Rm3 | CENPRI
236 | Manila |  |  | AUX-PAR_1242 | Gasket, Set of Spare for Bowl, Westfalia Separator, 0007-2420-750 | 0 | 0 | 0 | pc/s | WH - Rm3 | CENPRI
237 | Manila |  |  | AUX-PAR_1243 | Gasket, Set of Spare for Bowl, Westfalia Separator, 0007-2393-750 | 0 | 0 | 0 | pc/s | WH - Rm3 | CENPRI
238 | Manila |  |  | AUX-PAR_1244 | Gasket, Set of Spare for Bowl, Westfalia Separator, 0007-2601-750 | 0 | 0 | 0 | pc/s | WH - Rm3 | CENPRI
239 | Manila |  |  | AUX-PAR_1245 | Gasket, Set of Spare for Bowl, Westfalia Separator, 0007-3348-840 | 0 | 0 | 0 | pc/s | WH - Rm3 | CENPRI
240 | Manila |  |  | AUX-PAR_1246 | Gasket, Set of Spare for Bowl, Westfalia Separator, 0007-2572-750 | 0 | 0 | 0 | pc/s | WH - Rm3 | CENPRI
241 | Manila |  |  | AUX-PAR_1247 | Gasket, Set of Spare for Bowl, Westfalia Separator, 0007-2608-750 | 0 | 0 | 0 | pc/s | WH - Rm3 | CENPRI
242 | Manila |  |  | AUX-PAR_1248 | Gasket, Set of Spare for Bowl, Westfalia Separator, 0007-1861-750 | 0 | 0 | 0 | pc/s | WH - Rm3 | CENPRI
243 | Manila |  |  | AUX-PAR_1249 | Gasket, Set of Spare for Bowl, Westfalia Separator, 0007-2944-750 | 0 | 0 | 0 | pc/s | WH - Rm3 | CENPRI
244 | Manila |  |  | AUX-PAR_1251 | Gasket, Top Cover, Westfalia Separator, 0007-1936-750 | 0 | 0 | 0 | pc/s | WH - Rm3 | CENPRI
245 | Manila |  |  | AUX-PAR_1252 | Flow Meter, Top Cover, Westfalia Separator, 0-4000L/hr | 5944.5 | 0 | 5944.5 | pc/s | WH - Rm3 | CENPRI
246 | Manila |  |  | AUX-PAR_1253 | Gasket, Top Cover, Westfalia Separator, 0007-2620-750 | 0 | 0 | 0 | pc/s | WH - Rm3 | CENPRI
247 | Manila |  |  | AUX-PAR_1254 | Gauge, Pressure, Top Cover, Westfalia Separator, 0001-0279-600 | 2201 | 0 | 2201 | pc/s | WH - Rm3 | CENPRI
248 | Manila |  |  | AUX-PAR_1255 | Gasket, Set of Spare for Bowl, Westfalia Separator, 0007-2124-750 | 0 | 0 | 0 | pc/s | WH - Rm3 | CENPRI
249 | Manila |  |  | AUX-PAR_1256 | Set of Spare for Bowl, Westfalia Separator OSC15-0136 | 20433.6 | 0 | 20433.6 | set/s | WH - Rm3 | CENPRI
250 | Manila |  |  | AUX-PAR_1257 | Set of Spare for Drive, Westfalia Separator OSC15-0136 | 57870 | 0 | 57870 | set/s | WH - Rm3 | CENPRI
251 | Local |  |  | AUX-PAR_1258 | Seal, Mechanical, Type 300, Carbon Ceramic, ID 1/2", OD 1" | 318.75 | 1 | 325 | pc/s | WH - Rm3 | CENPRI | Rack - F2
252 |  |  |  | AUX-PAR_1259 | Bolt, No.56, M5 x 8mm, SJ 6000 | 0 | 0 |  | pc/s | WH - Rm3 | CENPRI | Rack - B3
253 |  |  |  | AUX-PAR_1260 | Bearing, 6207 |  | 0 |  | pc/s | WH - Rm3 | CENPRI | Rack - B4
254 | Local |  |  | AUX-PAR_1261 | Seal, Oil, 22mm x 32mm x 7mm | 388 | 0 | 388 | pc/s
255 | Manila |  |  | AUX-PAR_1262 | Adapter, Male Hydraulic Hose Fitting, Stainless, 3/4" NPT, Material: SS304 | 890 | 24 | 890 | pc/s | WH - Rm3 | CENPRI | Rack - B4
256 | Manila |  |  | AUX-PAR_1263 | Adapter, Male Hydraulic Hose Fitting, Stainless, 1/4" NPT, Material: SS304 | 500 | 24 | 500 | pc/s | WH - Rm3 | CENPRI | Rack - B4
257 | Manila |  |  | AUX-PAR_1264 | Nipple, Hydraulic Hose, Stainless, 3/4" NPT, Material: SS304 | 680 | 24 | 680 | pc/s | WH - Rm3 | CENPRI | Rack - B4
258 | Manila |  |  | AUX-PAR_1265 | Nipple, Hydraulic Hose, Stainless, 1/4" NPT, Material: SS304 | 255 | 24 | 255 | pc/s | WH - Rm3 | CENPRI | Rack - B4
259 | Manila |  |  | AUX-PAR_1266 | Bushing, Adapter Reducer, Hydraulic Hose, Stainless, 1/2" NPT x 1/4" NPT, Material: SS304 | 395 | 48 | 395 | pc/s | WH - Rm3 | CENPRI | Rack - B4
260 | Manila |  |  | AUX-PAR_1267 | Coupling, Hose Fitting, Stainless, 3/4" NPT, Material: SS304 | 1160 | 24 | 1160 | pc/s | WH - Rm3 | CENPRI | Rack - B4
261 | Local |  |  | AUX-PAR_1268 | Valve, Gate, 1-1/4", SS, Threaded | 2500 | 0 | 2500 | pc/s
262 | Local |  |  | AUX-PAR_1269 | Bearing, Ball, 6310 N/C3, w/ Snap Ring | 1367.5 | 1 | 1400 | pc/s | WH - Rm3 | CENPRI | Rack - B4
263 | Local |  |  | AUX-PAR_1270 | Bearing, Ball, 6410 C3 | 1764 | 1 | 1764 | pc/s | WH - Rm3 | CENPRI | Rack - B4
264 | Local |  |  | AUX-PAR_1271 | Washer, Flat, Fibra Phenolic, Fabricated, OD:90, ID:50, Thickness:8mm | 450 | 0 | 450 | pc/s
265 | Local |  |  | AUX-PAR_1272 | Coupling For Jacket Water, Pipe Vent Pipe, Fabricated | 0 | 0 | 0 | pc/s
266 | Local |  |  | AUX-PAR_1273 | Coupling For Jacket Water, Expansion Line, Fabricated | 0 | 0 | 0 | pc/s
267 | Local |  |  | AUX-PAR_1274 | Hydraulic Hose, 1/4" x 24", Simplex, Fitting Straight Female Fitting, Single Wire Heat, 18MPA, 100 deg Cent. | 572 | 0 | 572 | assy/s
268 | Local |  |  | AUX-PAR_1275 | Compensator/ Expansion Joint, Metal Bellows , Fabricated, ID: 265mm Dia., OD: 345mm Dia., Bolt center: 305mm Dia., Overall Length: 12mm, Flange thickness: 18mm, No. of Bolt Holes: 8-15mm Dia., Convolution: 4 Waves | 85120 | 1 | 85120 | pc/s | WH - Rm3 | CENPRI
269 | Local |  |  | AUX-PAR_1276 | Compensator/ Expansion Joint, Metal Bellows , Fabricated, ID: 655mm Dia., ID: 850mm Dia., Thickness: 18mm, Belows: 1.0mm Thick, Convolution: 6 Waves | 222068 | 1 | 222068 | pc/s | WH - Rm3 | CENPRI
270 | Local |  |  | AUX-PAR_1277 | Gauge, Pressure, 0-100 PSI, Dial Face - 2", 1/4 NPT, Back Mounted | 120 | 0 | 120 | pc/s
271 | Manila |  |  | AUX-PAR_1278 | Gauge, Pressure, 2-1/2" Dial Face, SS Material, NPT 1/4" Bottom Connection, Oil Filed, 0-100 PSI | 1456 | 0 | 1456 | pc/s
272 | Manila |  |  | AUX-PAR_1279 | Gauge, Pressure, 2-1/2" Dial Face, SS Material, NPT 1/4" Bottom Connection, Oil Filed, 0-300 PSI | 1456 | 0 | 1456 | pc/s
273 | Manila |  |  | AUX-PAR_1280 | Gauge, Pressure, 2-1/2" Dial Face, SS Material, NPT 1/4" Bottom Connection, Oil Filed, 0-1000 PSI | 1456 | 0 | 1456 | pc/s
274 | Local |  |  | AUX-PAR_1281 | Bearing, 6307 | 380 | 0 | 380 | pc/s | WH - Rm3 | CENPRI | Rack - B4
275 | Local |  |  | AUX-PAR_1282 | Bearing, Ball, 6309-2Z | 733 | 0 | 733 | pc/s
276 | Local |  |  | AUX-PAR_1283 | Ring Gasket, Jacket Water Cooler, Fabricated | 1600 | 6 | 1600 | pc/s | WH - Rm3 | CENPRI | Rack - F2
277 | Local |  |  | AUX-PAR_1284 | Meter, Water, 1/2"dia | 850 | 0 | 850 | pc/s
278 | Local |  |  | AUX-PAR_1285 | Bearing, Ball, 6312 RZ | 2905 | 0 | 2905 | pc/s
279 | Local |  |  | AUX-PAR_1286 | Bushing, Adapter Straight Reducing, 150 PSI, 1" x 3/4" (M x F NPT), SS | 140 | 0 | 140 | pc/s | WH - Rm3 | CENPRI | Rack - B1
280 | Local |  |  | AUX-PAR_1287 | Nipple, Pipe, Threaded, 304 SS, Sch.40, 1" x 5" | 168 | 0 | 168 | pc/s | WH - Rm3 | CENPRI | Rack - C1
281 | Local |  |  | AUX-PAR_1288 | Bushing, SS, 3/4" X 1/4" | 0 | 0 | 0 | pc/s | WH - Rm3 | CENPRI | Rack - B1
282 | Local |  |  | AUX-PAR_1289 | Bushing, SS, 1/4" X 1/8" | 0 | 0 | 0 | pc/s | WH - Rm3 | CENPRI | Rack - B1
283 | Local |  |  | AUX-PAR_1290 | Nipple, Pipe, Threaded, 304 SS, Sch.40, 1" x 6" | 168 | 0 | 168 | pc/s | WH - Rm3 | CENPRI | Rack - C1
284 | Local |  |  | AUX-PAR_1291 | Seal, Oil, 35mm x 52mm x 7mm dia., 480037N | 100 | 0 | 100 | pc/s | WH - Rm3 | CENPRI | Rack - C1
285 | Local |  |  | AUX-PAR_1292 | Impeller Guide | 780 | 0 | 780 | pc/s | WH - Rm3 | CENPRI | Rack - D1
286 | Local |  |  | AUX-PAR_1293 | O-ring, 3.53 x 22.23, 0.139 x 0.875 x 21.82 mm | 63 | 0 | 63 | pc/s | WH - Rm3 | CENPRI | Rack - D1
287 | Local |  |  | AUX-PAR_1294 | O-ring, 1.78 x 27, 0.070 x 1.063 x 26.70 mm GA | 36 | 0 | 36 | pc/s | WH - Rm3 | CENPRI | Rack - D1
288 | Local |  |  | AUX-PAR_1295 | O-ring, 1.78 x 3.18, 0.070 x 0.125 x 2.9 GAPM | 22.5 | 0 | 22.5 | pc/s | WH - Rm3 | CENPRI | Rack - D1
289 | Local |  |  | AUX-PAR_1296 | O-ring, 2 x 30, GAPMTA VITON | 72 | 0 | 72 | pc/s | WH - Rm3 | CENPRI | Rack - D1
290 | Local |  |  | AUX-PAR_1297 | O-ring, 3mm x 15mm, (as per sample) | 12 | 0 | 12 | pc/s | WH - Rm3 | CENPRI | Rack - D1
291 | Local |  |  | AUX-PAR_1298 | O-ring, 2mm x 11mm, (as per sample) | 18 | 0 | 18 | pc/s | WH - Rm3 | CENPRI | Rack - D1
292 | Manila |  |  | AUX-PAR_1299 | Triac, Alfa Laval Heatpac, 380VAC, Part No: 3183034211 | 40000 | 1 | 40000 | unit/s | WH - Rm3 | CENPRI | Rack - B4
293 | Manila |  |  | AUX-PAR_1300 | Gauge, Pressure, 4-1/2" Dial Face, 1/2" NPT, 0-1600 Bar, Model: 451109SD-04L-XLL | 38500 | 1 | 38500 | pc/s | WH - Rm3 | CENPRI | Rack - B4
294 | Manila |  |  | AUX-PAR_1301 | Sheet, Screen, SS T304, Perforated, 1.0 mm thick x 5 mm dia x 4ft x 8ft | 6000 | 0 | 6000 | sht/s | WH - Rm3 | CENPRI | Pallet Rack
295 | Local |  |  | AUX-PAR_1302 | O-ring, 2 x 30 mm, as per sample | 12 | 0 | 12 | pc/s | WH - Rm3 | CENPRI | Rack - D2
296 | Local |  |  | AUX-PAR_1303 | O-ring, 2 X 25 mm, as per sample | 12 | 0 | 12 | pc/s | WH - Rm3 | CENPRI | Rack - D2
297 | Local |  |  | AUX-PAR_1304 | O-ring, 2 X 2 mm, as per sample | 8 | 0 | 8 | pc/s | WH - Rm3 | CENPRI | Rack - D2
298 | Local |  |  | AUX-PAR_1305 | O-ring, 2 X 24 mm, as per sample | 12 | 0 | 12 | pc/s | WH - Rm3 | CENPRI | Rack - D2
299 |  |  |  | AUX-PAR_1306 | Rubber Insert, Cooling Pump Drip Tank, 12mm dia, x 18mm L | 0 | 13 |  | pc/s | WH - Rm3 | CENPRI | Rack - F2
300 | Local |  |  | AUX-PAR_1307 | Seal, Oil, Flange Grease, 17387 CR | 430 | 0 | 430 | pc/s | WH - Rm3 | CENPRI | Rack - F2
301 | Local |  |  | AUX-PAR_1308 | Bearing, Ball, 3208 ATNC9/C3 | 3054.5 | 0 | 3054.5 | pc/s | WH - Rm3 | CENPRI
302 | Local |  |  | AUX-PAR_1309 | Seal, Mechanical, Single Spring Type, Carbon vs Ceramic, OD 66mm x ID 48mm x 63mm | 11300 | 0 | 11300 | assy/s | WH - Rm3 | CENPRI | Rack - F2
303 | Local |  |  | AUX-PAR_1310 | Hose, Pneumatic, 10 Bars Capacity, 8mm Dia | 82 | 0 | 82 | mtr/s | WH - Rm3 | CENPRI | Rack - B4
304 |  |  |  | BUI-HAR_1002 | Bar, Angle, MS, 1/4" x 1" x 20 ft | 0 | 0 |  | lgth/s | WH - Bldg. | CENPRI
305 |  |  |  | BUI-HAR_1003 | Bar, Angle, MS, 1/4" x 2-1/2" x 20 | 0 | 0 |  | lgth/s | WH - Bldg. | CENPRI
306 |  |  |  | BUI-HAR_1004 | Bar, Angle, MS, 1/4" x 2" x 2" x 20 ft | 656.34 | 0 | 1053.4 | lgth/s
307 | Local |  |  | BUI-HAR_1005 | Bar, Angle, MS, 1/4" x 2" x 20 | 0 | 0 | 0 | lgth/s
308 |  |  |  | BUI-HAR_1006 | Bar, Angle, MS, 1/4" x 3-1/2" x 20 | 0 | 0 |  | lgth/s
309 |  |  |  | BUI-HAR_1007 | Bar, Angle, MS, 1/4" x 3" x 20 | 0 | 0 |  | lgth/s
310 | Local |  |  | BUI-HAR_1008 | Bar, Angle, MS, 1/4" x 3" x 3" | 912.25 | 0 | 1824.5 | lgth/s
311 |  |  |  | BUI-HAR_1009 | Bar, Angle, MS, 5/16" x 4" x 20 | 0 | 0 |  | lgth/s
312 |  |  |  | BUI-HAR_1010 | Bar, Flat, MS, 3/16" x 1" x 20 | 118.4 | 0 | 236.8 | lgth/s
313 | Local |  |  | BUI-HAR_1011 | Bar, Flat, MS, 4mm x 1" x 20 | 131.6 | 6 | 158 | lgth/s
314 |  |  |  | BUI-HAR_1012 | Barbed Wire, 130m/roll | 0 | 0 |  | roll/s
315 |  |  |  | BUI-HAR_1013 | Bolt, Anchor, High Tensile, M20 x 14" x 2" | 0 | 0 |  | pc/s
316 |  |  |  | BUI-HAR_1014 | Bolt, Expansion, 3/8" | 13.0944 | 58 | 12 | pc/s | WH - Rm3 | CENPRI | Rack - F4
317 | Local |  |  | BUI-HAR_1015 | Bolt, Expansion, 1/2" | 12.125 | 1 | 24.25 | pc/s | WH - Rm3 | CENPRI | Rack - F3
318 |  |  |  | BUI-HAR_1016 | Bolt, Hex, Full Thread, Complete, 3/8" x 95mm x 1.588 Pitch | 0 | 0 |  | pc/s | WH - Rm3 | CENPRI | Rack - F3
319 |  |  |  | BUI-HAR_1017 | Bolt, Hex, Full Thread, Complete, Grade 5, M12 x 20mm x 1.75 Pitch | 0 | 0 |  | set/s
320 | Local |  |  | BUI-HAR_1018 | Bolt, Hex, Full Thread, Complete, Grade 5, M12 x 30mm x 1.75 Pitch | 0 | 0 | 0 | set/s | WH - Rm3 | CENPRI | Rack - F3
321 | Local |  |  | BUI-HAR_1019 | Bolt, Hex, Full Thread, Complete, Grade 5, M12 x 40mm x 1.75 Pitch | 0 | 0 | 0 | set/s
322 |  |  |  | BUI-HAR_1020 | Bolt, Hex, Full Thread, Complete, Grade 5, M12 x 45mm x 1.75 Pitch | 0 | 0 |  | set/s
323 |  |  |  | BUI-HAR_1021 | Bolt, Hex, Full Thread, Complete, Grade 5, M12 x 75mm x 1.75 Pitch | 0 | 0 |  | set/s
324 |  |  |  | BUI-HAR_1022 | Bolt, Hex, Full Thread, w/ Nut, M10 x 50mm x 1.50 Pitch | 0 | 0 |  | set/s | WH - Rm3 | CENPRI | Rack - F3
325 |  |  |  | BUI-HAR_1023 | Bolt, Hex, Full Thread, Complete, M10 x 50mm x 1.75 Pitch | 0 | 0 |  | set/s
326 | Local |  |  | BUI-HAR_1024 | Bolt, Hex, Full Thread, Complete, M12 x 35mm x 1.75 Pitch | 0 | 0 | 0 | set/s
327 |  |  |  | BUI-HAR_1025 | Bolt, Hex, Full Thread, Complete, M12 x 50mm x 1.75 Pitch | 0 | 0 |  | set/s
328 |  |  |  | BUI-HAR_1026 | Bolt, Hex, Full Thread, Complete, M12 x 55mm x 1.75 Pitch | 0 | 0 |  | pc/s
329 |  |  |  | BUI-HAR_1027 | Bolt, Hex, Full Thread, Complete, M16 x 35mm x 2.0 Pitch | 0 | 10 |  | set/s | WH - Rm3 | CENPRI | Rack - F3
330 |  |  |  | BUI-HAR_1028 | Bolt, Hex, Full Thread, Complete, M16 x 65mm x 2.0 Pitch | 0 | 0 |  | set/s
331 |  |  |  | BUI-HAR_1029 | Bolt, Hex, Full Thread, Complete, M16 x 75mm x 2.0 Pitch | 0 | 0 |  | set/s
332 |  |  |  | BUI-HAR_1030 | Bolt, Hex, Full Thread, w/ Nut, M8 x 25mm x 1.75 Pitch | 0 | 0 |  | set/s
333 |  |  |  | BUI-HAR_1031 | Bolt, Hex, Half Thread, Complete, M12 x 60mm x 1.75 Pitch | 0 | 0 |  | pc/s
334 | Local |  |  | BUI-HAR_1032 | Bolt, Hex, Half Thread, Complete, M16 x 90mm x 1.95 Pitch | 0 | 697 | 0 | set/s | WH - Rm3 | CENPRI | Rack - P2
335 | Local |  |  | BUI-HAR_1033 | Bolt, Hex, Half Thread, Complete, M20 x 100mm x 1.75 Pitch | 27 | 0 | 54 | pc/s
336 |  |  |  | BUI-HAR_1034 | Bolt, Hex, Half Thread, Complete, M20 x 80mm x 1.75 Pitch | 0 | 0 |  | pc/s
337 |  |  |  | BUI-HAR_1035 | Bolt, Hex, Half Thread, Complete, M20 x 90mm x 1.75 Pitch | 0 | 0 |  | pc/s
338 |  |  |  | BUI-HAR_1036 | Bolt, Hex, Half Thread, w/ Nut, M22 x 100mm x 1.75 Pitch | 0 | 0 |  | set/s
339 | Local |  |  | BUI-HAR_1037 | Bolt, Hex, Half Thread, M22 x 100mm | 0 | 0 | 0 | pc/s | WH - Rm3 | CENPRI
340 |  |  |  | BUI-HAR_1038 | Bolt, Hex, Half Thread, Complete, M22 x 90mm x 1.75 Pitch | 0 | 0 |  | set/s
341 |  |  |  | BUI-HAR_1039 | Bolt, Hex, Half Thread, Complete, M24 x 90mm x 1.75 Pitch | 0 | 0 |  | pc/s
342 |  |  |  | BUI-HAR_1040 | Bolt, Hex, SS, Complete, Full Thread, M16 x 120mm x 1.95 Pitch | 0 | 0 |  | set/s
343 |  |  |  | BUI-HAR_1041 | Bolt, Hex, Half Thread, w/ Nut, 1/8" x 1/2" | 0 | 0 |  | pc/s
344 |  |  |  | BUI-HAR_1043 | Bolt, M6 x 25mm | 0 | 0 |  | pc/s
345 | Local |  |  | BUI-HAR_1044 | Bolt, M6 x 35mm | 0 | 0 | 0 | pc/s
346 |  |  |  | BUI-HAR_1045 | Bolt, Stud, 4mm x 77mm | 0 | 0 |  | pc/s
347 |  |  |  | BUI-HAR_1046 | Bolt, Stud, Complete, Full Thread, 3/4" x 178mm x 2.54 Pitch | 0 | 0 |  | pc/s
348 |  |  |  | BUI-HAR_1047 | Bolt, Stud, Complete, M10 x 40mm x 1.75 Pitch | 0 | 0 |  | pc/s
349 |  |  |  | BUI-HAR_1048 | Bolt, Stud, Complete, M10 x 45mm x 1.75 Pitch | 0 | 0 |  | pc/s
350 |  |  |  | BUI-HAR_1049 | Bolt, Stud, Complete, M12 x 40mm x 1.75 Pitch | 0 | 0 |  | pc/s
351 |  |  |  | BUI-HAR_1050 | Bolt, Stud, Complete, M12 x 50mm x 1.75 Pitch | 0 | 0 |  | pc/s
352 |  |  |  | BUI-HAR_1051 | Bolt, Stud, Complete, M16 x 90mm x 1.75 Pitch | 0 | 0 |  | pc/s
353 |  |  |  | BUI-HAR_1052 | Bolt, Stud, Complete, M21 x 100mm x 1.75 Pitch | 0 | 0 |  | pc/s
354 |  |  |  | BUI-HAR_1053 | Bolt, Stud, Complete, M23 x 100mm x 1.75 Pitch | 0 | 0 |  | pc/s
355 |  |  |  | BUI-HAR_1054 | Bolt, Stud, Complete, M24 x 100mm x 1.75 Pitch | 0 | 0 |  | pc/s
356 |  |  |  | BUI-HAR_1055 | Bolt, Stud, Complete, M28 x 100mm x 1.75 Pitch | 0 | 0 |  | pc/s
357 |  |  |  | BUI-HAR_1056 | Bolt, Stud, Complete, M6 x 25mm x 1.75 Pitch | 0 | 0 |  | pc/s
358 |  |  |  | BUI-HAR_1057 | Bolt, Stud, Complete, M9 x 75mm x 1.75 Pitch | 0 | 0 |  | pc/s
359 |  |  |  | BUI-HAR_1058 | Bolt, Stud, w/ Nut, M16 x 90mm x 1.75 Pitch | 0 | 0 |  | set/s
360 |  |  |  | BUI-HAR_1059 | Bolt, Swing | 0 | 0 |  | pc/s
361 |  |  |  | BUI-HAR_1060 | Bolt, Swing/Adjuster, Complete | 0 | 0 |  | set/s | WH - Rm3 | CENPRI | Rack - F3
362 |  |  |  | BUI-HAR_1061 | Channel, MS, 11.50lbs/ft, 2" x 8" x 20 | 0 | 0 |  | lgth/s
363 |  |  |  | BUI-HAR_1062 | Channel, MS, 6mmT x 2" x 8" x 20 | 0 | 0 |  | lgth/s
364 |  |  |  | BUI-HAR_1063 | Hinges, 1" x 2" | 0 | 0 |  | pc/s
365 |  |  |  | BUI-HAR_1064 | Hinges, 2" x 4" | 0 | 0 |  | pc/s
366 | Local |  |  | BUI-HAR_1065 | Hinges, 4" x 4" | 36.3333 | 0 | 54.5 | set/s | WH - Rm3 |  | Rack - C4
367 |  |  |  | BUI-HAR_1066 | Hose, Level | 0 | 0 |  | mtr/s
368 |  |  |  | BUI-HAR_1068 | Bolt, Hex, Half Thread, SS, Complete, 5/8" x 5" | 91 | 0 | 91 | set/s | WH - Rm3 | CENPRI | Rack - F2
369 | Local |  |  | BUI-HAR_1069 | Bolt, High Tensile, Full Thread, M16 x 80 mm x 2.0 Pitch | 32 | 40 | 32 | pc/s | WH - Rm3 | CENPRI | Rack - F3
370 | Local |  |  | BUI-HAR_1070 | Bolt, High Tensile Full Thread, With Nut, 3/8 Inch x 1-1/4 Inch Long | 6 | 0 | 6 | set/s | WH - Rm3 | CENPRI
371 | Local |  |  | BUI-HAR_1071 | Washer, Plain, BI, 1" | 8 | 0 | 8 | pc/s | WH - Rm3 | CENPRI
372 | Local |  |  | BUI-HAR_1072 | Washer, Lock , BI, 1" | 5 | 0 | 5 | pc/s | WH - Rm3 | CENPRI
373 | Local |  |  | BUI-HAR_1073 | Bolt, Hex, Full Thread, High Tensile, w/ Nut, M8 x 25mm x 1.25 Pitch | 3.2 | 0 | 3.2 | set/s | WH - Rm3 | CENPRI
374 | Local |  |  | BUI-HAR_1074 | Barbed Wire, 150m/roll | 1471 | 0 | 1471 | roll/s | WH - Rm3 | CENPRI
375 | Local |  |  | BUI-HAR_1075 | Bar, Flat, MS, 4.5mm x 1-1/2" x 20 | 440.8 | 0 | 440.8 | lgth/s | WH - Bldg. | CENPRI
376 | Local |  |  | BUI-HAR_1076 | Bolt, High Tensile, Full Thread, With Lock Washer, M12 x 35 mm x 1.75 Pitch | 6.5 | 160 | 6 | set/s | WH - Rm3 | CENPRI | Rack - F3
377 | Local |  |  | BUI-HAR_1077 | Bolt, Hex, Half Thread, With Lock Washer, M14 x 80m m x 1.5 Pitch (w/o nut) | 28 | 0 | 28 | set/s
378 |  |  |  | BUI-HAR_1078 | Washer, Plain, M22 ( from Bolt w/ Nut & Washer M22 x 100mm ) | 0 | 0 |  | pc/s
379 | Local |  |  | BUI-HAR_1079 | Nut, High Tensile, M22 x 2.5 Pitch | 12.3 | 0 | 12.3 | pc/s | WH - Rm3 | CENPRI
380 | Local |  |  | BUI-HAR_1081 | Bolt, Hex, Half Thread, Complete, M27 x 100mm x 3.5 Pitch | 0 | 0 | 0 | set/s | WH - Rm3 | CENPRI
381 | Local |  |  | BUI-HAR_1082 | Bolt, Hex, Half Thread, M27 x 100mm x 3.5 Pitch | 0 | 6 | 0 | pc/s | WH - Rm3 | CENPRI | Rack - P1
382 |  |  |  | BUI-HAR_1083 | Bolt, Hex, Full Thread, High Tensile, Grade 8.8, Complete w/ Nut and Washer M16 x 55mm | 19.75 | 0 | 19.75 | set/s | WH - Rm3 | CENPRI
383 | Local |  |  | BUI-HAR_1084 | Bolt, Hex, Half Thread, Complete, M25 x 100mm | 0 | 5 | 0 | set/s | WH - Rm3 | CENPRI | Rack - P1
384 | Local |  |  | BUI-HAR_1085 | Bolt, Hex, Full Thread, M10 x 15mm | 0 | 57 | 0 | pc/s | WH - Rm3 | CENPRI | Rack - P1
385 | Local |  |  | BUI-HAR_1086 | Nut, M10 | 0 | 47 | 0 | pc/s | WH - Rm3 | CENPRI | Rack - P1
386 |  |  |  | BUI-HAR_1087 | Bolt, Hex, Full Thread, M8 x 25mm x 1.75 Pitch |  | 0 |  | pc/s | WH - Rm3 | CENPRI
387 | Local |  |  | BUI-HAR_1088 | Bolt, Allen, Half Thread, M12 x 50mm | 0 | 29 | 0 | pc/s | WH - Rm3 | CENPRI | Rack - P1
388 |  |  |  | BUI-HAR_1089 | Bolt, Full Thread, SS, Complete, M12 x 65mm | 35 | 0 | 35 | set/s | WH - Rm3 | CENPRI | Rack - D2
389 | Local |  |  | BUI-HAR_1090 | Bolt, Hex, Half Thread, M30 x 110mm | 0 | 6 | 0 | pc/s | WH - Rm3 | CENPRI | Rack - P1
390 | Local |  |  | BUI-HAR_1091 | Bolt, Hex, Full Thread, w/ Nut, M8 x 50mm | 5 | 0 | 5 | set/s | WH - Rm3 | CENPRI
391 | Local |  |  | BUI-HAR_1092 | Bolt, Hex, Full Thread, M8 x 30mm | 0 | 43 | 0 | pc/s | WH - Rm3 | CENPRI | Rack - P2
392 | Local |  |  | BUI-HAR_1093 | Bolt, Stud, Complete, M10 x 45mm x 1.5 Pitch, with Lock Washer | 7 | 0 | 7 | set/s | WH - Rm3 | CENPRI
393 | Local |  |  | BUI-HAR_1094 | Nut, M8 x 1.25 pitch | 1 | 0 | 1 | pc/s | WH - Rm3 | CENPRI
394 | Local |  |  | BUI-HAR_1095 | Hinges, 2" x 3" | 18 | 0 | 18 | set/s
395 |  |  |  | BUI-HAR_1096 | Bolt, Hex, Full Thread, w/ Nut, M10 x 90mm x 1.50 Pitch | 0 | 6 |  | set/s | WH - Rm3 | CENPRI | Rack - F3
396 | Local |  |  | BUI-HAR_1097 | Bolt, Hex, W/ Washer, Full Thread, M16 x 70mm x 2.0 Pitch | 22.5 | 0 | 22.5 | set/s
397 | Local |  |  | BUI-HAR_1098 | Bolt, Hex, W/ Washer, Full Thread, M14 x 40mm x 2.0 Pitch | 12.5 | 0 | 12.5 | set/s
398 | Local |  |  | BUI-HAR_1099 | Bolt, Hex, High Tensile, W/ Lock Washer, Full Thread, M12 x 40mm X 1.75mm Pitch | 7.475 | 50 | 6.45 | set/s | WH - Rm3 | CENPRI | Rack - F4
399 | Local |  |  | BUI-HAR_1100 | Bolt, Hex, W/ Washer, Half Thread, M8 x 65mm, per Sample | 5 | 0 | 5 | set/s
400 | Local |  |  | BUI-HAR_1101 | Bolt, Hex, W/ Washer, Full Thread, SS, M16 x 75mm x 2.0 Pitch | 75 | 0 | 75 | set/s
401 | Local |  |  | BUI-HAR_1102 | Bolt, Hex, W/ Washer, Full Thread, SS, M14 x 50mm x 2.0 Pitch | 59.5 | 0 | 59.5 | set/s
402 | Manila |  |  | BUI-HAR_1103 | Bolt, Stud, High Tensile, M12 x 65mm x 1.75 Pitch, w/ Nut and Lock Washer | 336 | 50 | 336 | set/s | WH - Rm3 | CENPRI | Rack - F3
403 | Manila |  |  | BUI-HAR_1104 | Bolt, Stud, High Tensile, M12 x 60mm x 1.75 Pitch, w/ Nut and Lock Washer | 216 | 140 | 216 | set/s | WH - Rm3 | CENPRI | Rack - F3
404 | Local |  |  | BUI-HAR_1105 | Bolt, High Tensile, Full Thread, M16 x 80 mm x 2.0 Pitch, w/ Plain Washer and Nut | 32 | 0 | 32 | set/s
405 | Manila |  |  | BUI-HAR_1106 | Bolt, Hex, Full Thread, Complete, High Tensile, M20 x 90mm x 2.5 Pitch, w/ Plain Washer & Nut | 55 | 0 | 55 | set/s
406 | Local |  |  | BUI-HAR_1107 | Bolt, Hex, Full Thread, SS, w/Nut, Plain Washer, & Lock Washer, 3/4" x 3" | 98 | 0 | 98 | set/s
407 | Local |  |  | BUI-HAR_1108 | Bolt, Hex, Full Thread, SS, w/Nut, Plain Washer, & Lock Washer, 16 x 40mm x 2.0 pitch | 50.4 | 0 | 50.4 | set/s
408 | Local |  |  | BUI-HAR_1109 | Bolt, Hex, Full Thread, SS, w/Nut, Double Plain Washer, & Lock Washer, 12 x 40mm x 1.75 pitch | 26.5 | 0 | 26.5 | set/s
409 | Local |  |  | BUI-HAR_1110 | Bolt, Hex, Full Thread, SS, w/Nut, Double Plain Washer, & Lock Washer, 10 x 40mm x 1.50 pitch | 17.55 | 0 | 17.55 | set/s
410 | Local |  |  | BUI-HAR_1111 | Bolts, Machined, High Tensile, Full Thread, Complete, ASTM A325 Type 3, 3/4" dia x 4" long | 60 | 0 | 60 | set/s | WH - Rm3 | CENPRI
411 | Local |  |  | BUI-HAR_1112 | Barbed Wire, 120m/roll | 1471 | 3 | 1471 | roll/s | WH - Rm3 | CENPRI
412 | Local |  |  | BUI-HAR_1113 | Bar, Angle, MS, 1/8" x 1" x 20 ft | 213 | 0 | 213 | lgth/s | WH - Bldg. | CENPRI
413 | Local |  |  | BUI-HAR_1114 | Bolt, Hex, Full Thread, M22 x 120mm | 0 | 0 | 0 | pc/s | WH - Rm3 | CENPRI
414 | Local |  |  | BUI-HAR_1115 | Bolt, Hex, Full Thread, M19 x 178mm | 0 | 0 | 0 | pc/s | WH - Rm3 | CENPRI
415 | Local |  |  | BUI-HAR_1116 | Nut, M25 | 0 | 39 | 0 | pc/s | WH - Rm3 | CENPRI | Rack - P1
416 | Local |  |  | BUI-HAR_1117 | Bolt, Hex, Full Thread, Grade 8.8, M12 x 30mm | 0 | 230 | 0 | pc/s | WH - Rm3 | CENPRI | Rack - P1
417 | Local |  |  | BUI-HAR_1118 | Bolt, Allen, Full Thread, M8 x 20mm | 0 | 44 | 0 | pc/s | WH - Rm3 | CENPRI | Rack - P1
418 | Manila |  |  | BUI-HAR_1119 | Bolt, Stud, High Tensile, w/Nut & Lock Washer, M16 x 90mm x 2.0 Pitch | 69.55 | 25 | 69.55 | set/s | WH - Rm3 | CENPRI | Rack - F4
419 | Local |  |  | BUI-HAR_1120 | Bolt, Full Thread, M6 x 15mm | 10.75 | 0 | 2 | pc/s
420 | Local |  |  | BUI-HAR_1121 | Bolt, Hex, HT, Full Thread, With Nut and Lock Washer, M20 x 75mm x 2.5 Pitch, G-8.8 | 40 | 0 | 40 | set/s | WH - Rm3 | CENPRI | Rack - F4
421 | Local |  |  | BUI-HAR_1122 | Bolt, Hex, Full Thread, High Tensile, With Nut, Lock Washer & Plaine Washer, M16 x 80mm | 32 | 0 | 32 | set/s
422 | Local |  |  | BUI-HAR_1123 | Bolt, Hex, Half Thread, High Tensile, With Nut, Lock Washer & Plaine Washer, M20 x 90mm | 60 | 0 | 60 | set/s
423 | Local |  |  | BUI-HAR_1124 | Bolt, Hex, Half Thread, High Tensile, With Nut, Lock Washer & Plain Washer, 1" x 4" | 120 | 0 | 120 | set/s
424 | Local |  |  | BUI-HAR_1125 | Bolt, Hex, Half Thread, High Tensile, Complete, with Double Washer, M12 x 55mm x 1.75 Pitch | 14 | 0 | 14 | set/s | WH - Rm3 | CENPRI | Rack - F3
425 | Local |  |  | BUI-MAT_1017 | Bar, Steel, Deformed/Corrugated, 10mm | 85.9 | 0 | 132.75 | lgth/s
426 | Local |  |  | BUI-MAT_1018 | Bar, Steel, Deformed/Corrugated, 12mm x 20 ft | 72.22 | 0 | 179.3 | lgth/s | WH - Bldg. | CENPRI
427 |  |  |  | BUI-MAT_1019 | Bar, Steel, Deformed/Corrugated, 16mm | 0 | 26 |  | lgth/s | WH - Bldg. | CENPRI
428 | Local |  |  | BUI-MAT_1020 | Block, Hollow, 4" x 8" x 16" | 10.25 | 0 | 14 | pc/s
429 |  |  |  | BUI-MAT_1021 | Block, Hollow, 6" x 8" x 16" | 0 | 0 |  | pc/s
430 |  |  |  | BUI-MAT_1022 | Ceiling Board, 16mm x 2 x 4 | 0 | 0 |  | pc/s
431 |  |  |  | BUI-MAT_1023 | Cement | 128.7333 | -13 | 198 | bag/s | WH - Bldg. | CENPRI
432 |  |  |  | BUI-MAT_1024 | Cement, White | 0 | 0 |  | bag/s
433 |  |  |  | BUI-MAT_1025 | Compound, Grout | 0 | 0 |  | bag/s
434 |  |  |  | BUI-MAT_1026 | Concrete, Ready Mix, 3000psi, 3/4 size of gravel, 28 days curing | 0 | 0 |  | cu.m
435 | Local |  |  | BUI-MAT_1027 | Door, Flush, With Lipping, 2100mm Height, 700mm Width, 40mm Thickness | 583.3333 | 1 | 1750 | pc/s | WH - Rm3 | CENPRI | Wall
436 | Local |  |  | BUI-MAT_1028 | Door, Jamb | 600 | 0 | 1200 | set/s
437 | Local |  |  | BUI-MAT_1029 | Door, Knob | 136.6667 | 0 | 205 | pc/s
438 | Local |  |  | BUI-MAT_1030 | Door, Panel, 2.10m x 0.90m | 1995 | 0 | 3990 | pc/s | WH - Rm3 | CENPRI
439 |  |  |  | BUI-MAT_1031 | Door, PVC | 0 | 0 |  | pc/s
440 |  |  |  | BUI-MAT_1032 | Holder, Soap, Porcelain | 0 | 1 |  | pc/s | WH - Rm3 | CENPRI | Rack - C3
441 |  |  |  | BUI-MAT_1033 | Holder, Toilet Paper, | 0 | 1 |  | pc/s | WH - Rm3 | CENPRI | Rack - C3
442 | Local |  |  | BUI-MAT_1034 | Louvers, Metal, 2m x 1m | 1138.365 | 0 | 0 | pc/s
443 |  |  |  | BUI-MAT_1035 | Louvers, Plastic | 0 | 0 |  | pc/s
444 |  |  |  | BUI-MAT_1040 | Moulding, Lattice, 1/2" x 2" x 10 | 0 | 0 |  | lgth/s
445 |  |  |  | BUI-MAT_1041 | Moulding, Lattice, 1/4" x 2" x 10 | 0 | 0 |  | lgth/s
446 |  |  |  | BUI-MAT_1042 | Panels, Colored, Super Rib Deck (Roof) 0.5mm x 1.220m x L.S | 157.5 | 0 | 315 | sht/s
447 |  |  |  | BUI-MAT_1043 | Panels, Colored, Super Rib Deck (Sliding) 05mm x 1.220m x L.S | 0 | 0 |  | sht/s
448 |  |  |  | BUI-MAT_1044 | Plate, Checkered, 1/4" (6mm) x 4 x 6 | 0 | 0 |  | lgth/s
449 |  |  |  | BUI-MAT_1045 | Plate, Checkered, 1/4" (6mm) x 4 x 8 | 0 | 0 |  | sht/s
450 |  |  |  | BUI-MAT_1046 | Plate, Checkered, 1/8"(3mm) x 4 ft x 8 ft | 0 | 0 |  | sht/s
451 |  |  |  | BUI-MAT_1047 | Plate, Checkered, 6mm x 4 x 8 | 0 | 0 |  | sht/s
452 |  |  |  | BUI-MAT_1048 | Plate, Plain, MS, 15mm x 12 x 12 | 0 | 0 |  | sht/s
453 | Local |  |  | BUI-MAT_1049 | Plate, Plain, MS, A36, 1/2" x 4 x 8 | 5519.35 | 0 | 11038.7 | sht/s
454 |  |  |  | BUI-MAT_1050 | Plate, Plain, MS, A36, 1/4" x 4 x 8 | 0 | 0 |  | sht/s
455 |  |  |  | BUI-MAT_1051 | Plate, Plain, MS, A36, 3/4" x 4 x 8 | 0 | 0 |  | sht/s
456 | Local |  |  | BUI-MAT_1052 | Plywood, Ordinary, 3/8" x 4 ft x 8 ft | 285 | 0 | 570 | sht/s | WH - Bldg. | CENPRI
457 |  |  |  | BUI-MAT_1053 | Plywood, Ordinary, 1" x 4 ft x 8 ft | 0 | 0 |  | sht/s
458 | Local |  |  | BUI-MAT_1054 | Plywood, Ordinary, 1/2" x 4 ft x 8 ft | 330.4175 | 5 | 565 | sht/s | WH - Bldg. | CENPRI
459 |  |  |  | BUI-MAT_1055 | Plywood, Ordinary, 1/4" x 4 x 8 | 0 | 0 |  | sht/s
460 | Local |  |  | BUI-MAT_1056 | Plywood, Ordinary, 3/4" x 4 x 8 | 422 | 0 | 844 | sht/s
461 |  |  |  | BUI-MAT_1057 | Purlins, C, 1.2mm x 2" x 6" x 20 ft | 0 | 0 |  | lgth/s
462 |  |  |  | BUI-MAT_1058 | Purlins, C, 1.4mm x 2" x 6" x 20 ft | 0 | 0 |  | lgth/s
463 |  |  |  | BUI-MAT_1059 | Rib Deck, Super, Manha Red, 0.5mm x 1.22m x 9.3m | 0 | 0 |  | lgth/s
464 |  |  |  | BUI-MAT_1060 | Sand, Mixing | 584.8958 | -1 | 850 | cu.m
465 |  |  |  | BUI-MAT_1061 | Sheet, Plain, 0.1mm | 0 | 0 |  | sht/s
466 |  |  |  | BUI-MAT_1062 | Sheet, Plain, 0.2mm x 3 x 8 | 0 | 6 |  | sht/s | WH - Rm3 | CENPRI
467 |  |  |  | BUI-MAT_1063 | Sheet, Plain, 0.3mm x 4 x 8 | 0 | 0 |  | sht/s
468 |  |  |  | BUI-MAT_1064 | Sheet, Plain, 0.4mm x 4 x 8 | 247.5 | 0 | 495 | sht/s
469 | Local |  |  | BUI-MAT_1065 | Sheet, Plain, 1 mm x 4 ft x 8 ft | 368.375 | 1 | 709 | sht/s | WH - Bldg. | CENPRI
470 |  |  |  | BUI-MAT_1066 | Sheet, Screen, Perforated, 2" x 4 x 8 | 0 | 0 |  | sht/s
471 |  |  |  | BUI-MAT_1067 | Sheet, Screen, Perforated, Square, 2" x 1m x 8 | 0 | 0 |  | sht/s
472 |  |  |  | BUI-MAT_1068 | Sheet, Screen, Perforated, Square, 6mm x 1m x 8 | 0 | 0 |  | roll/s
473 |  |  |  | BUI-MAT_1069 | Stone, Crushed/Cracked, 1" | 0 | 0 |  | cu.m
474 | Local |  |  | BUI-MAT_1070 | Stone, Crushed/Cracked, 3/4" | 750 | 0 | 1500 | cu.m
475 |  |  |  | BUI-MAT_1071 | Wall Flashing, Manha Red, 0.5mm x 0.457m x 2.44m | 0 | 0 |  | lgth/s
476 |  |  |  | BUI-MAT_1072 | Washer, 1mm x 7mm x 11mm | 0 | 22 |  | pc/s
477 |  |  |  | BUI-MAT_1073 | Washer, 1mm x 7mm x 19mm | 0 | 196 |  | pc/s
478 |  |  |  | BUI-MAT_1074 | Washer, Aluminum, 2mm x 22mm x 30mm | 0 | 32 |  | pc/s | WH - Rm3 | CENPRI | Rack - F1
479 |  |  |  | BUI-MAT_1075 | Washer, No.50,M6, SJ 6000 | 0 | 0 |  | pc/s | WH - Rm3 | CENPRI | Rack - B3
480 |  |  |  | BUI-MAT_1076 | Washer, Ordinary, 1mm x 7mm x 15mm | 0 | 16 |  | pc/s
481 |  |  |  | BUI-MAT_1077 | Washer, Ordinary, 1mm x 7mm x 19mm | 0 | 196 |  | pc/s
482 |  |  |  | BUI-MAT_1079 | Washer, Rubber, (for Lube Oil Cooler) | 0 | 11 |  | pc/s | WH - Rm3 | CENPRI | Rack - B1
483 |  |  |  | BUI-MAT_1080 | Washer, SS, 1mm x 13mm x 35mm | 0 | 0 |  | pc/s
484 |  |  |  | BUI-MAT_1081 | Washer, SS, 25mm x 13mm x 1mm | 0 | 22 |  | pc/s | WH - Rm3 | CENPRI | Rack - I1
485 |  |  |  | BUI-MAT_1082 | Wire, Mesh, 1m x 8m | 0 | 0 |  | mtr/s
486 |  |  |  | BUI-MAT_1083 | Sheet, GI, Corrugated, 10 feet x 32" x Gauge 0.4 | 413.4 | -3 | 413.4 | sht/s | WH - Bldg. | CENPRI
487 |  |  |  | BUI-MAT_1084 | Beam, H, 25lbs, 6" x 6" x 20 | 11800 | 0 | 11800 | lgth/s | WH - Bldg. | CENPRI
488 |  |  |  | BUI-MAT_1085 | Purlins, C, 1.0mm x 2" x 3" x 20 ft | 357.3 | -7 | 308 | lgth/s | WH - Bldg. | CENPRI
489 | Local |  |  | BUI-MAT_1086 | Channel, C, 6mmT x 2" x 6" x 20 ft | 5508 | -4 | 5010 | lgth/s | WH - Bldg. | CENPRI
490 |  |  |  | BUI-MAT_1087 | Purlins, C, 1.0mm x 2" x 6" x 20 ft | 413.68 | -9 | 468.9 | lgth/s | WH - Bldg. | CENPRI
491 |  |  |  | BUI-MAT_1088 | Pipe, GI, Sch40, 1-1/4" x 20 | 948.7 | 0 |  | lgth/s | WH - Bldg. | CENPRI
492 |  |  |  | BUI-MAT_1089 | Sheet, GI, Plain, 0.5mm x 4 x 8 | 455.6667 | 0 | 407 | sht/s | WH - Bldg. | CENPRI
493 |  |  |  | BUI-MAT_1090 | Sheet, GI, Corrugated, 6 feet x 90 cm x Gauge 0.4 | 241.5 | 0 | 244.5 | sht/s | WH - Bldg. | CENPRI
494 |  |  |  | BUI-MAT_1091 | Wire, Mesh, 4 cm x 4 ft x 8 ft | 355 | 0 | 355 | sht/s | WH - Bldg. | CENPRI
495 |  |  |  | BUI-MAT_1092 | Sheet, Plain, Aluminum, 4 ft x 8 ft x Gauge 0.6mm | 1150 | 0 | 1150 | sht/s | WH - Bldg. | CENPRI
496 |  |  |  | BUI-MAT_1093 | Elbow, Threaded, PVC, 90 deg x 1" dia. | 14.2 | 0 | 14.2 | pc/s | WH - Rm3 | CENPRI | Rack - B3
497 |  |  |  | BUI-MAT_1094 | Elbow, Threaded, PVC, 90 deg x 1/2" dia. | 8.8333 | 0 | 11 | pc/s | WH - Rm3 | CENPRI | Rack - E3
498 |  |  |  | BUI-MAT_1095 | Pipe, GI, Sch40, 4" x 20 | 0 | 0 |  | lgth/s | WH - Sec 2 | CENPRI
499 |  |  |  | BUI-MAT_1096 | Pipe, Y, UPVC, 4" | 0 | 4 |  | pc/s | WH - Rm3 | CENPRI | Wall
500 | Local |  |  | BUI-MAT_1097 | P-Trap, PVC, 2" | 38 | 2 | 76 | pc/s | WH - Rm3 | CENPRI | Wall
501 |  |  |  | BUI-MAT_1098 | Elbow, PVC, 90deg, 6" | 0 | 3 |  | pc/s | WH - Rm3 | CENPRI | Wall
502 |  |  |  | BUI-MAT_1100 | Bolt, High Tensile, Full Thread, Complete, M24 x 3.0 mm pitch x 70 mm Long | 98 | 0 | 98 | pc/s | WH - Rm3 | CENPRI | Rack - F2
503 |  |  |  | BUI-MAT_1101 | Coupling, Union, GI, 1/ 2" | 45.6 | 0 | 45.6 | pc/s | WH - Rm3 | CENPRI | Rack - E2
504 |  |  |  | BUI-MAT_1102 | Hose Clip, Stainless, 1/2" | 14.75 | 0 | 18 | pc/s | WH - Rm3 | CENPRI | Rack - E2
505 |  |  |  | BUI-MAT_1103 | Hose, Braided w/ Adaptor, 1/2" dia., 1 meter | 32.5 | 0 | 32.5 | lgth/s | WH - Rm1 | CENPRI
506 |  |  |  | BUI-MAT_1104 | Adaptor, Hose, 1/2" NPT Thread | 48 | 0 | 48 | pc/s | WH - Rm3 | CENPRI | Rack - E2
507 |  |  |  | BUI-MAT_1105 | Bolt, Hex, Full Thread, High Tensile, With Nut and Plain Washer, M16 x 55mm x 2.0 Pitch | 17.33 | 0 | 18.75 | set/s | WH - Rm3 | CENPRI | Rack - C3
508 |  |  |  | BUI-MAT_1106 | Bolt, Half Thread, SS, Complete, 5/8" x 5" | 91 | 0 | 91 | set/s | WH - Rm3 | CENPRI | Rack - D2
509 |  |  |  | BUI-MAT_1108 | Flange, Wide, H-beam, 25lbs, 3/8"T x 6" x 6" x 20 ft |  | 0 | 11748.8 | lgth/s | WH - Bldg. | CENPRI
510 |  |  |  | BUI-MAT_1109 | Flange, Wide, H-beam, 15lbs, 3/8"T x 6" x 6" x 20 ft | 7200 | 0 | 7200 | lgth/s | WH - Bldg. | CENPRI
511 |  |  |  | BUI-MAT_1110 | Plate, SS 304, 4 ft x 8 ft x 0.5 mm | 2027.8667 | 0 | 2051.8 | sht/s | WH - Bldg. | CENPRI
512 |  |  |  | BUI-MAT_1111 | Rock Boulders, Head Size | 800 | 0 | 800 | cu.m |  | CENPRI
513 |  |  |  | BUI-MAT_1113 | Plate, Plain, MS, A36, 5/8" x 4 ft x 8 ft | 16156.4 | 0 | 16156.4 | sht/s | WH - Bldg. | CENPRI
514 |  |  |  | BUI-MAT_1114 | Plate, Plain, MS, ASTM A36, 25mm x 4 ft x 8ft | 26929.1 | 0 | 26929.1 | sht/s | WH - Bldg. | CENPRI
515 |  |  |  | BUI-MAT_1115 | Bar, Steel, Deformed/Corrugated, 20mm x 20 ft | 574.5 | 0 | 574.5 | lgth/s | WH - Bldg. | CENPRI
516 |  |  |  | BUI-MAT_1117 | Pipe, GI, Welded, Sch40, 2" x 20 ft | 1495 | 0 | 1495 | lgth/s | WH - Bldg. | CENPRI
517 |  |  |  | BUI-MAT_1118 | Plate, Plain, MS, A36, 6mm x 4 ft x 8 ft | 6150.7 | 0 | 6150.7 | sht/s | WH - Bldg. | CENPRI
518 |  |  |  | BUI-MAT_1119 | Plate, Plain, MS, 1/8" x 4 ft x 8 ft | 3080 | 0 | 3080 | sht/s | WH - Bldg. | CENPRI
519 |  |  |  | BUI-MAT_1120 | Pipe, BI, Seamless, ASTM A53, Grade 15, Sch80, 6" x 20 ft | 16911.7 | 0 | 16911.7 | lgth/s | WH - Bldg. | CENPRI
520 |  |  |  | BUI-MAT_1121 | Pipe, BI, Seamless, ASTM A53, Grade 15, Sch80, 4" x 20 ft | 8953 | 0 | 8953 | lgth/s | WH - Bldg. | CENPRI
521 | Local |  |  | BUI-MAT_1122 | Bar, Plain Round, 3/4" (19mm) | 556.4 | 1 | 556.4 | lgth/s | WH - Bldg. | CENPRI
522 |  |  |  | BUI-MAT_1123 | Flange, Wide, H-beam, 15lbs, 3/8"T x 4" x 8" x 20 ft | 7082.9 | 0 | 7082.9 | lgth/s | WH - Bldg. | CENPRI
523 |  |  |  | BUI-MAT_1124 | Gravel, 3/4 | 895 | 1 | 1400 | cu.m | WH - Bldg. | CENPRI
524 |  |  |  | BUI-MAT_1125 | Bolt, U, Complete, 1/2" | 12 | 0 | 12 | set/s | WH - Rm3 | CENPRI | Rack - G2
525 |  |  |  | BUI-MAT_1126 | Clamp, Conduit, 1/2" | 15 | 10 | 15 | pc/s | WH - Rm3 | CENPRI | Rack - F3
526 | Local |  |  | BUI-MAT_1127 | Flange, Flat Faced, Fabricated, 8", 6 Holes | 0 | 0 | 0 | pc/s | WH - Rm3 | CENPRI | Rack - M5
527 | Local |  |  | BUI-MAT_1128 | Bolt, Full Thread, High Tensile, Complete, M12 x 40mm x 1.75 Pitch | 7.875 | 0 | 8.25 | set/s | WH - Rm3 | CENPRI | Rack - G2
528 | Local |  |  | BUI-MAT_1129 | Bended, MS Plates (6 ft c 20 ft x 8mm) | 5601.04 | 0 | 5601.04 | sht/s | WH - Bldg. | CENPRI
529 | Manila |  |  | BUI-MAT_1130 | Turnbuckle, Jaw and Eye, Forged Steel, 3/4" x 12" | 750 | 0 | 750 | pc/s | WH - Rm3 | CENPRI | Rack - A4
530 | Manila |  |  | BUI-MAT_1131 | Cable Clips, Wire Rope, Galvanized Heavy Duty, For 9mm Wire Rope | 45 | 0 | 45 | pc/s | WH - Rm3 | CENPRI | Rack - A4
531 | Manila |  |  | BUI-MAT_1132 | Cable Clips, Wire Rope, Galvanized Heavy Duty, For 12mm Wire Rope | 65 | 0 | 65 | pc/s | WH - Rm3 | CENPRI | Rack - A4
532 | Local |  |  | BUI-MAT_1133 | Plate, Plain, MS, A36, 20mm x 4 x 8 | 21545.7 | 1 | 21545.7 | sht/s | WH - Bldg. | CENPRI
533 | Local |  |  | BUI-MAT_1134 | Bar, Angle, MS, 3/16" x 2" x 2" x 20 ft | 851.5 | 0 | 851.5 | lgth/s | WH - Bldg. | CENPRI
534 | Local |  |  | BUI-MAT_1136 | Bolt, Hex, Full Thread, Complete, SS, M12 x 25mm x 1.75 Pitch | 31.5 | 0 | 31.5 | set/s | WH - Rm3 | CENPRI | Rack - D2
535 | Local |  |  | BUI-MAT_1137 | Equalizer Plates With 7 Bolts Holes | 13500 | 0 | 13500 | assy/s | WH - Rm1 | CENPRI
536 | Local |  |  | BUI-MAT_1138 | Bolt, High Tensile, Full Thread, M24 x 3.0 mm pitch x 70 mm | 98 | 0 | 98 | pc/s | WH - Rm3 | CENPRI | Rack - E2
537 | Local |  |  | BUI-MAT_1139 | Lifting Tool - Threaded | 250 | 0 | 250 | unit/s | WH - Rm3 | CENPRI
538 | Local |  |  | BUI-MAT_1140 | Anchor Bolts, Fabricated | 0 | 27 | 0 | pc/s | WH - Rm3 | CENPRI | Rack - M2
539 | Local |  |  | BUI-MAT_1141 | Screen, Aluminum, 4 ft | 180 | 0 | 180 | sht/s | WH - Bldg. | CENPRI
540 | Local |  |  | BUI-MAT_1142 | Beam, I, 4" x 4" x 6 meters, 13lbs | 6110 | 0 | 6110 | lgth/s | WH - Bldg. | CENPRI
541 | Local |  |  | BUI-MAT_1143 | Nut, M16 | 0 | 0 | 0 | pc/s | WH - Rm3 | CENPRI
542 | Local |  |  | BUI-MAT_1144 | Pipe, UPVC, S-600, PNS-1950, Orange, 2" x 10ft | 215 | 0 | 210 | lgth/s | WH - Bldg. | CENPRI
543 | Manila |  |  | BUI-MAT_1145 | "Titanium" 6x19 Steel Core, IWRC Wire Rope, 3/8" dia., Zinc Coated, T/S: 180kg/mm2 | 75 | 0 | 75 | mtr/s | WH - Bldg. | CENPRI
544 | Manila |  |  | BUI-MAT_1146 | "Titanium" 6x19 Steel Core, IWRC Wire Rope, 12mm dia., Zinc Coated, T/S: 180kg/mm2 | 125 | 0 | 125 | mtr/s | WH - Bldg. | CENPRI
545 | Manila |  |  | BUI-MAT_1147 | Thimble Open Type Extra Heavy Duty (for 1/2" dia. 6x19 IWRC guy strand) | 100 | 0 | 100 | pc/s | WH - Rm1 | CENPRI
546 | Local |  |  | BUI-MAT_1148 | Bar, Angle, MS, 1/8 " x 1-1/2" x 1-1/2" x 20 ft | 423.75 | 0 | 401.5 | lgth/s | WH - Bldg. | CENPRI
547 | Local |  |  | BUI-MAT_1149 | Sheet, GI, Plain, 1 mm x 4 ft x 8 ft | 360.6 | 5 | 721.2 | sht/s | WH - Bldg. | CENPRI
548 | Local |  |  | BUI-MAT_1150 | Bar, Flat, MS, Standard, 1-1/2 inches x 1/8 inch Thick x 20 ft | 335 | 0 | 335 | lgth/s | WH - Bldg. | CENPRI
549 | Local |  |  | BUI-MAT_1151 | Bolt, Half Thread, High Tensile, Complete, Coarse Thread, 16mm x 2-1/2 Inches | 28 | 0 | 28 | set/s | WH - Rm3 | CENPRI
550 | Local |  |  | BUI-MAT_1152 | Sheet, Plain, Aluminum, 4 ft x 8 ft x 0.8mm Gauge 16 | 1326 | 0 | 1350 | sht/s | WH - Rm3 | CENPRI
551 | Local |  |  | BUI-MAT_1154 | Beam, I, 6 Inches x 6 Inches x 20 ft, 25lbs | 9409.4 | 0 | 9409.4 | lgth/s | WH - Bldg. | CENPRI
552 | Local |  |  | BUI-MAT_1155 | Bar, Flat, MS, Standard, 1 Inch x 1/8 inch Thick x 20 ft | 83.885 | 0 | 165.4 | lgth/s | WH - Bldg. | CENPRI
553 | Local |  |  | BUI-MAT_1156 | Channel, C, 1/4 Inc Thickness(6mm) x 2 Inches x 4 Inches x 20 ft | 2549.5 | 0 | 2310 | lgth/s | WH - Bldg. | CENPRI
554 | Local |  |  | BUI-MAT_1157 | Grout, Tile, White, 2kgs/sachet | 75 | 0 | 75 | pack/s | WH - Rm3 | CENPRI
555 | Local |  |  | BUI-MAT_1158 | Sheet, GI, Corrugated, 8 ft x 80 cm x Gauge 0.4 | 302 | 0 | 302 | sht/s | WH - Bldg. | CENPRI
556 | Local |  |  | BUI-MAT_1159 | Bar, Angle, MS, 1/4 " x 1-1/2" x 1-1/2" x 20 ft | 733.825 | 6 | 707.5 | lgth/s | WH - Bldg. | CENPRI
557 | Local |  |  | BUI-MAT_1160 | Bar, Angle, MS, 1/8"(3.5m) x 2" x 2" x 20 ft | 637.9 | 0 | 637.9 | lgth/s | WH - Bldg. | CENPRI
558 | Local |  |  | BUI-MAT_1161 | Cable Clips, Wire Rope, Ordinary, For 12mm Wire Rope | 27.75 | 0 | 27.75 | pc/s | WH - Rm1 | CENPRI
559 | Manila |  |  | BUI-MAT_1163 | Wire Rope, Galvanized, 6x19 Steel Core, IWRC, 9mm dia., Zinc Coated, T/S: 180kg/mm2 | 95 | 0 | 95 | mtr/s | WH - Rm3 | CENPRI
560 | Local |  |  | BUI-MAT_1165 | Plywood, Ordinary, Substandard, 4.5mm x 4" x 8ft | 147.5 | 0 | 295 | sht/s | WH - Bldg. | CENPRI
561 | Manila |  |  | BUI-MAT_1166 | Wire Rope, Galvanized, 5mm | 45 | 0 | 45 | mtr/s | WH - Rm1 | CENPRI
562 | Manila |  |  | BUI-MAT_1167 | Wire Cable clamp, Stainless Steel, 5mm | 280 | 0 | 280 | pc/s | WH - Rm1 | CENPRI
563 | Local |  |  | BUI-MAT_1168 | Bolt, Hex, Full Thread, High Tensile, w/ Self Locking Nut, M8 x 50mm x 1.25 Pitch | 5.2 | 150 | 5.2 | set/s | WH - Rm3 | CENPRI | Rack - F3
564 | Local |  |  | BUI-MAT_1169 | Bar, Flat, MS, Standard, 1 Inch x 1.5mm Thick x 20 ft | 95.2 | 0 | 95.2 | lgth/s | WH - Bldg. | CENPRI
565 | Local |  |  | BUI-MAT_1170 | Hose, Braided, 3/4" dia. | 45.25 | 0 | 33 | mtr/s | WH - Rm3 | CENPRI
566 | Local |  |  | BUI-MAT_1171 | Madre De Cacao, 6ft / (1m tall x 2"dia) | 10 | 0 | 10 | pc/s | WH - Bldg. | CENPRI
567 | Manila |  |  | BUI-MAT_1172 | Hot Dip Galvanized Service Swinging Clevis Without Spool | 0 | 0 | 0 | set/s | WH - Rm3 | CENPRI
568 | Manila |  |  | BUI-MAT_1173 | Secondary Rack 2-Wire Without Spool | 0 | 0 | 0 | set/s | WH - Rm3 | CENPRI
569 | Manila |  |  | BUI-MAT_1174 | Hot Dip Galvanized Oval Eyenut 3/4" | 0 | 0 | 0 | pc/s | WH - Rm3 | CENPRI
570 | Manila |  |  | BUI-MAT_1175 | Hot Dip Galvanized Oval Eyebolt 5/8" x 6" | 0 | 0 | 0 | pc/s | WH - Rm3 | CENPRI
571 | Local |  |  | BUI-MAT_1176 | Wire, Mesh, 2" x 4 ft x 8 ft | 335 | 0 | 305 | sht/s | WH - Bldg. | CENPRI
572 | Local |  |  | BUI-MAT_1177 | Cement, Premium | 213 | 0 | 213 | bag/s | WH - Bldg. | CENPRI
573 | Local |  |  | BUI-MAT_1178 | Pipe, BI, LS11, Sch40, 1/2" x 20 ft | 0 | 0 | 0 | lgth/s | WH - Rm3 | CENPRI
574 | Local |  |  | BUI-MAT_1179 | Pipe, BI, LS11, Sch40, 3/4" x 20 ft | 0 | 0 | 0 | lgth/s | WH - Bldg. | CENPRI
575 | Local |  |  | BUI-MAT_1180 | Bar, Threaded, 12mm x 20ft | 0 | 0 | 0 | lgth/s | WH - Bldg. | CENPRI
576 | Local |  |  | BUI-MAT_1181 | Bar, Angle, MS, 3/16" x 1-1/2" x 20 ft | 0 | 0 | 0 | lgth/s | WH - Bldg. | CENPRI
577 | Local |  |  | BUI-MAT_1182 | Pipe, BI, Sch80, 3/4" x 20 ft | 0 | 0 | 0 | lgth/s
578 |  |  |  | BUI-MAT_1183 | Bushing, BI, Threaded, 3/4" x 1/2" |  | 0 |  | ream/s | WH - Rm3 | CENPRI
579 | Local |  |  | BUI-MAT_1184 | Bar, Angle, MS, 3/16" x 1" x 20 ft | 387.55 | 0 | 387.6 | lgth/s
580 | Local |  |  | BUI-MAT_1185 | Sheet, GI, Corrugated, 12 ft x 80 cm x Gauge 0.4 | 456 | 0 | 456 | sht/s
581 | Local |  |  | BUI-MAT_1186 | Bolt, Expansion, 1/4" | 7.25 | 0 | 7.25 | pc/s | WH - Rm3 | CENPRI
582 | Local |  |  | BUI-MAT_1187 | Elbow, BI, 90deg, 3/4" | 0 | 0 | 0 | pc/s
583 | Local |  |  | BUI-MAT_1188 | Louvers, Metal, 1m x 1m | 0 | 0 | 0 | pc/s
584 | Local |  |  | BUI-MAT_1189 | Bar, Angle, MS, 1/4" x 1-1/2" x 20 ft | 543.6167 | -11 | 792 | lgth/s | WH - Bldg. | CENPRI
585 |  |  |  | BUI-MAT_1190 | Sheet, Plain, 0.6mm x 4 ft x 8 ft | 766.6667 | 0 | 1150 | sht/s | WH - Bldg. | CENPRI
586 | Manila |  |  | BUI-MAT_1191 | Bolt, Hex, Full Thread, M12 x 20mm x 1.75 Pitch, SS, with Washer | 14 | 0 | 14 | set/s
587 | Manila |  |  | BUI-MAT_1193 | Bolt, Hex, Full Thread, HT, M10 x 25mm x 1.50 Pitch, with Lock Washer | 4.95 | 20 | 4.95 | set/s | WH - Rm3 | CENPRI | Rack - F3
588 | Local |  |  | BUI-MAT_1194 | Moulding, Lattice, 3/8" x 1" x 10 | 86 | 0 | 86 | lgth/s
589 | Local |  |  | BUI-MAT_1195 | Fiberglass Skylight, 0.5mm x 1.220mtrs x 4.0mtrs | 6800 | 0 | 6800 | sht/s
590 | Manila |  |  | BUI-MAT_1197 | Aluminum Frame w/ Wood Glass Panel, Model: YZ57-185/G30FP | 7960.4 | 0 | 7960.4 | pc/s
591 | Manila |  |  | BUI-MAT_1198 | U-Channel, 1800, Model: YZ-U18 | 2092.3 | 0 | 2092.3 | pc/s
592 | Manila |  |  | BUI-MAT_1199 | Stabilizer, Model: YZ-PAL | 595.7 | 0 | 595.7 | pc/s
593 | Manila |  |  | BUI-MAT_1200 | Stabilizer Post, 1800, Model: YZ-P18 | 2390.5 | 0 | 2390.5 | pc/s
594 |  |  |  | BUI-MAT_1201 | Hardiflex board, 1/2" x 4ft x 8ft | 0 | 0 |  | sht/s | WH - Sec 1 | CENPRI
595 | Local |  |  | BUI-MAT_1202 | Volcanic, Soil | 450 | 0 | 450 | cu.m |  | CENPRI
596 | Local |  |  | BUI-MAT_1203 | Hose Clip, Stainless, 1-1/2" | 35 | 0 | 35 | pc/s
597 | Local |  |  | BUI-MAT_1204 | Pipe, High-density polyethylene (HDPE), 1" Offer: ISO | 48 | 0 | 48 | mtr/s
598 | Local |  |  | BUI-MAT_1205 | Connector, Pipe, HDPE, 1", Offer: ISO | 95 | 0 | 95 | pc/s
599 | Local |  |  | BUI-MAT_1206 | Connector, Male, Pipe, HDPE, 1", Offer: ISO | 52 | 0 | 52 | pc/s | WH - Rm3 | CENPRI | Rack - D2
600 | Local |  |  | BUI-MAT_1207 | Adaptor, Male, PVC, 1", Color: Blue | 15.925 | 0 | 16.25 | pc/s | WH - Rm3 | CENPRI | Side Wall
601 | Local |  |  | BUI-MAT_1208 | Bar, Flat, MS, 2.2mm x 1/2" x 20ft | 61.3 | 0 | 61.3 | lgth/s | WH - Bldg. | CENPRI
602 | Local |  |  | BUI-MAT_1209 | Plate, Checkered, 4mm x 4ft x 8ft | 4210 | 0 | 4210 | sht/s
603 | Local |  |  | BUI-MAT_1210 | Sheet, GI, Corrugated, 8ft x 90 cm x Gauge 0.33 | 300 | 0 | 300 | sht/s
604 | Local |  |  | BUI-MAT_1211 | Lock, Drawer | 55 | 0 | 55 | pc/s
605 | Local |  |  | BUI-MAT_1212 | Handle, Cabinet | 18 | 0 | 18 | pc/s
606 | Local |  |  | BUI-MAT_1213 | Drawer Slide, Base Mount, 20" Long | 88 | 0 | 88 | set/s
607 | Local |  |  | BUI-MAT_1214 | Formica Board, White Board Film, Laminated, 4ft x 8ft | 685 | 0 | 685 | sht/s
608 | Local |  |  | BUI-MAT_1215 | Handle, for Hidden Drawer (Narra Handle) | 15 | 0 | 15 | pc/s | WH - Rm3 | CENPRI
609 | Local |  |  | BUI-MAT_1216 | Pipe, GI, Sch20, 1" x 20 | 411.8 | 0 | 411.8 | lgth/s | WH - Bldg. | CENPRI
610 | Local |  |  | BUI-MAT_1217 | Rib Deck, Super, 0.600mm x 1.220m x L.S | 0 | 0 | 0 | pc/s | WH - Bldg. | CENPRI
611 | Local |  |  | BUI-MAT_1218 | Wall Flashing, 0.600mm x 0.915m x 2.44m | 0 | 4 | 0 | pc/s | WH - Bldg. | CENPRI
612 | Local |  |  | BUI-MAT_1219 | Gutter, Outside, 0.600mm x 0.9215m x 2.44m | 0 | 0 | 0 | pc/s | WH - Bldg. | CENPRI
613 | Local |  |  | BUI-MAT_1220 | Bar, Flat, MS, 3/16" x 2" x 20 ft | 0 | 0 | 0 | lgth/s | WH - Bldg. | CENPRI
614 | Local |  |  | BUI-MAT_1221 | Tee, Coupling, SS, 3/4" | 0 | 0 | 0 | pc/s
615 | Local |  |  | BUI-MAT_1222 | Coupling, Adaptor, 3/4" | 0 | 0 | 0 | pc/s
616 | Local |  |  | BUI-MAT_1223 | Connector, Female, 3/4" | 0 | 0 | 0 | pc/s
617 | Local |  |  | BUI-MAT_1224 | Sheet, GI, Corrugated, 10ft x 90 cm x Gauge 0.33 | 352.5 | 0 | 352.5 | sht/s
618 | Local |  |  | BUI-MAT_1225 | Channel, C, 1/4" (6mm)Thick x 2" x 6" x 20 ft | 4490 | 0 | 4490 | lgth/s
619 | Local |  |  | BUI-MAT_1226 | Bolt, Hex, Half Thread, High Tensile, M12 x 150mm x 1.75 Pitch | 20 | 92 | 20 | pc/s | WH - Rm3 | CENPRI | Rack - F4
620 | Local |  |  | BUI-MAT_1227 | Hardiflex board, 4.5mm x4ft x 8ft | 450 | 0 | 450 | sht/s
621 | Local |  |  | BUI-MAT_1228 | Nipple, SS, Sch-80, 2" x 6" Long, (Pipe Connector) | 360 | 0 | 360 | pc/s
622 | Local |  |  | BUI-MAT_1229 | Plug, PVC, 4" Dia | 39 | 1 | 39 | pc/s | WH - Rm3 | CENPRI | Rack - D3
623 | Local |  |  | BUI-MAT_1230 | Plywood, Ordinary, 5mm x 4ft x 8ft | 450 | 0 | 450 | sht/s
624 | Local |  |  | BUI-MAT_1231 | Jalousie, Frame, Aluminum, 1 mtr - Height | 163 | 0 | 163 | set/s
625 | Local |  |  | BUI-MAT_1232 | Jalousie, Glass, Smoke Type, 55 cm - Long | 33 | 0 | 33 | pc/s
626 | Local |  |  | BUI-MAT_1233 | Door Panel w/ Jamb, UPVC, 60 x 210 cm | 1350 | 0 | 1350 | set/s
627 | Local |  |  | BUI-MAT_1234 | Bolt, Hex, SS, w/ Nut and Washer, M12 x 40mm, as per sample | 27 | 0 | 27 | set/s
628 |  |  |  | BUI-MAT_1235 | Pipe, High-density polyethylene (HDPE), 2" Offer: ISO | 0 | 0 |  | mtr/s | WH - Extn | CV Access Area Bay 2
629 | Local |  |  | BUI-MAT_1236 | Ventilator, Exhauster Fan | 0 | 3 | 0 | unit/s | WH - Bldg. | CENPRI
630 | Local |  |  | BUI-MAT_1237 | Coupling, Adaptor, Male, HDPE, 1" | 46.8 | 0 | 46.8 | pc/s | WH - Rm3 | CENPRI | Rack - B1
631 | Local |  |  | BUI-MAT_1238 | Coupling, Adaptor, Male, HDPE, 2" | 223.2 | 0 | 223.2 | pc/s | WH - Rm3 | CENPRI | Rack - B1
632 | Local |  |  | BUI-MAT_1239 | Elbow, PVC, 90deg, 1" | 17 | 0 | 17 | pc/s | WH - Rm3 | CENPRI | Rack - B1
633 | Local |  |  | BUI-MAT_1240 | Elbow, Coupler, HDPE, 1" | 111.6 | 0 | 111.6 | pc/s | WH - Rm3 | CENPRI | Rack - B1
634 | Local |  |  | BUI-MAT_1241 | Elbow, Coupler, HDPE, 2" | 554.5 | 0 | 554.5 | pc/s | WH - Rm3 | CENPRI | Rack - B1
635 | Local |  |  | BUI-MAT_1242 | Pipe, PVC, 1" x 10ft, Color Blue | 126.5 | 0 | 126.5 | lgth/s | WH - Rm3 | CENPRI | Rack - B1
636 | Local |  |  | BUI-MAT_1243 | Tee, HDPE, 1" | 144 | 0 | 144 | pc/s | WH - Rm3 | CENPRI | Rack - D3
637 | Local |  |  | BUI-MAT_1244 | Valve, Ball, Threaded, PVC, 1" | 93.75 | 0 | 93.75 | pc/s | WH - Rm3 | CENPRI | Rack - B1
638 | Local |  |  | BUI-MAT_1245 | Valve, PVC, Plain, 1" | 93.75 | 0 | 93.75 | pc/s | WH - Rm3 | CENPRI | Rack - B1
639 | Local |  |  | BUI-MAT_1246 | Coupling, Reducer, HDPE, 1" x 1/2" | 119 | 0 | 119 | pc/s | WH - Rm3 | CENPRI | Rack - D3
640 | Local |  |  | BUI-MAT_1247 | Hose Clip, 6" | 0 | 0 | 0 | pc/s | WH - Rm3 | CENPRI | Rack - C1
641 | Local |  |  | BUI-MAT_1248 | Hose Clip, 4" | 0 | 0 | 0 | pc/s | WH - Rm3 | CENPRI | Rack - C1
642 | Local |  |  | BUI-MAT_1249 | Moulding, Lattice, 1" x 1/4" x 10ft | 80 | 0 | 80 | lgth/s | WH - Rm3 | CENPRI | Rack - O4
643 | Local |  |  | BUI-MAT_1250 | Metal Stud, 2" x 3" x 10ft | 100 | 0 | 110 | lgth/s | WH - Rm3 | CENPRI
644 | Local |  |  | BUI-MAT_1251 | Metal, Furring, 1" x 2" x 6mtrs | 78 | 0 | 78 | lgth/s | WH - Rm3 | CENPRI | Pallet Rack
645 | Local |  |  | BUI-MAT_1252 | Door, Jamb, 2" x 4" (2.10m x 0.90m) | 1200 | 0 | 1200 | pc/s | WH - Rm3 | CENPRI
646 | Local |  |  | BUI-MAT_1253 | Hardiflex board, 1/4" x 4ft x 8ft | 450 | 0 | 450 | sht/s | WH - Bldg. | CENPRI
647 | Local |  |  | BUI-MAT_1254 | Bar, Steel, Deformed/Corrugated, 8mm x 20 ft | 69.5 | 0 | 69.5 | lgth/s |  | CENPRI
648 | Local |  |  | BUI-MAT_1255 | Sheet, Plain, Aluminum, 4 ft x 8 ft x 0.81mm Gauge 22 | 735 | 2 | 1470 | sht/s | WH - Rm3 | CENPRI
649 | Local |  |  | BUI-MAT_1256 | Bolt, Hex, Full Thread, Complete, SS, 12mm x 50mm x 1.75 Pitch | 39 | 0 | 39 | set/s | WH - Rm3 | CENPRI | Rack - F3
650 | Local |  |  | BUI-MAT_1257 | Bolt, Hex, SS, w/ Lock Washer, M12 x 40mm x 1.75 Pitch | 27 | 0 | 27 | set/s | WH - Rm3 | CENPRI | Rack - F1
651 | Local |  |  | BUI-MAT_1258 | Bolt, Hex, w/ Lock Washer, M14 x 40mm x 2.0 Pitch | 10.5 | 0 | 10.5 | set/s | WH - Rm3 | CENPRI | Rack - F4
652 | Local |  |  | BUI-MAT_1259 | Bolt, Hex, w/ Lock Washer, M8 x 65mm x 1.25 Pitch | 25 | 0 | 25 | set/s | WH - Rm3 | CENPRI | Rack - F4
653 | Local |  |  | BUI-MAT_1260 | Metal, Furring, 1" x 2" x 5 mtrs | 78 | 0 | 78 | lgth/s | WH - Rm3 | CENPRI | Rack - O4
654 |  |  |  | BUI-PIP_1046 | Bolt, U, Complete, 1/2" x 2-1/2" x 4-1/2" | 0 | 0 |  | set/s
655 |  |  |  | BUI-PIP_1047 | Bolt, U, Complete, 1/2" x 3" x 5" | 0 | 0 |  | set/s
656 |  |  |  | BUI-PIP_1048 | Bolt, U, Complete, 1/2" x 4" x 6" | 0 | 0 |  | set/s
657 |  |  |  | BUI-PIP_1049 | Bolt, U, Complete, 1/2" x 6" x 8" | 0 | 0 |  | set/s
658 | Local |  |  | BUI-PIP_1050 | Bolt, U, Complete, 1/4" x 1-1/2" x 3" | 0 | 0 | 0 | set/s
659 |  |  |  | BUI-PIP_1051 | Bolt, U, Complete, 1/4" x 1-1/4" x 2-1/2" | 0 | 0 |  | set/s
660 |  |  |  | BUI-PIP_1052 | Bolt, U, Complete, 1/4" x 1" x 2-1/4" | 0 | 0 |  | set/s
661 |  |  |  | BUI-PIP_1053 | Bolt, U, Complete, 1/4" x 2" x 3-1/4" | 0 | 0 |  | set/s
662 |  |  |  | BUI-PIP_1054 | Bolt, U, Complete, 3/4" x 8" x 10" | 0 | 0 |  | set/s
663 |  |  |  | BUI-PIP_1055 | Bolt, U, None, 1/2" x 1-3/4" x 3" | 0 | 0 |  | pc/s
664 |  |  |  | BUI-PIP_1056 | Bolt, U, None, 1/2" x 6" x 8-1/2" | 0 | 0 |  | pc/s
665 |  |  |  | BUI-PIP_1057 | Bolt, U, None, 1/4" x 1" x 1/2" | 0 | 0 |  | pc/s
666 |  |  |  | BUI-PIP_1058 | Bolt, U, None, 1/4" x 4-1/2" x 6-1/2" | 0 | 85 |  | pc/s | WH - Rm3 | CENPRI | Rack - F1
667 |  |  |  | BUI-PIP_1059 | Bolt, U, None, 1/4" x 6" x 8" | 0 | 0 |  | pc/s
668 |  |  |  | BUI-PIP_1060 | Bolt, U, None, 1/4" x 8" x 10-1/2" | 0 | 18 |  | pc/s
669 |  |  |  | BUI-PIP_1061 | Coupling, Adaptor, Female x Male, 3/4" x 1/2" | 0 | 41 |  | pc/s | WH - Rm3 | CENPRI | Rack - F1
670 |  |  |  | BUI-PIP_1062 | Coupling, Adaptor, Union, Male, B.I., 3/4" x 1/2" | 0 | 21 |  | pc/s | WH - Rm3 | CENPRI | Rack - F1
671 |  |  |  | BUI-PIP_1063 | Coupling, Airline, 3/4"(dia) | 0 | 0 |  | pc/s
672 |  |  |  | BUI-PIP_1064 | Coupling, BI, 1-1/2" | 0 | 0 |  | pc/s
673 |  |  |  | BUI-PIP_1065 | Coupling, BI, 1" | 0 | 4 |  | pc/s | WH - Rm3 | CENPRI | Rack - F1
674 |  |  |  | BUI-PIP_1066 | Coupling, BI, 1/2" | 0 | 0 |  | pc/s
675 |  |  |  | BUI-PIP_1067 | Coupling, GI, 1-1/2" | 0 | 8 |  | pc/s | WH - Rm3 | CENPRI | Rack - M2
676 | Local |  |  | BUI-PIP_1068 | Coupling, GI, 1/2" | 4.75 | 0 | 9.5 | pc/s
677 |  |  |  | BUI-PIP_1069 | Coupling, GI, 2" | 0 | 1 |  | pc/s
678 |  |  |  | BUI-PIP_1070 | Coupling, GI, 2" x 4" | 0 | 0 |  | pc/s
679 |  |  |  | BUI-PIP_1071 | Coupling, GI, 3" | 0 | 4 |  | pc/s | WH - Rm3 | CENPRI | Rack - M1
680 |  |  |  | BUI-PIP_1072 | Coupling, GI, 3/4" | 0 | 4 |  | pc/s | WH - Rm3 | CENPRI | Rack - M2
681 |  |  |  | BUI-PIP_1073 | Coupling, Nipple 1" x 3/8" | 0 | 0 |  | pc/s
682 |  |  |  | BUI-PIP_1074 | Coupling, PVC, 2" | 0 | 10 |  | pc/s | WH - Rm3 | CENPRI
683 |  |  |  | BUI-PIP_1075 | Coupling, PVC, 3" | 0 | 6 |  | pc/s | WH - Rm3 | CENPRI
684 | Local |  |  | BUI-PIP_1076 | Coupling, PVC, 4" | 27.5 | 17 | 55 | pc/s | WH - Rm3 | CENPRI
685 |  |  |  | BUI-PIP_1077 | Coupling, PVC, Threaded, 3" | 0 | 6 |  | pc/s | WH - Rm3 | CENPRI
686 |  |  |  | BUI-PIP_1078 | Coupling, Reducer, BI, 2" x 6" | 0 | 0 |  | pc/s
687 |  |  |  | BUI-PIP_1079 | Coupling, Reducer, Concentric, BI, 10" x 6" | 0 | 0 |  | pc/s
688 |  |  |  | BUI-PIP_1080 | Coupling, Reducer, Concentric, BI, 10" x 8" | 0 | 2 |  | pc/s | WH - Rm3 | CENPRI | Rack - N2
689 |  |  |  | BUI-PIP_1081 | Coupling, Reducer, Concentric, BI, 3/4" x 1/2" | 0 | 0 |  | pc/s
690 |  |  |  | BUI-PIP_1082 | Coupling, Reducer, Concentric, BI, 4" x 3" | 0 | 7 |  | pc/s | WH - Rm3 | CENPRI | Rack - N3
691 |  |  |  | BUI-PIP_1083 | Coupling, Reducer, Concentric, BI, 5" x 2" | 0 | 2 |  | pc/s | WH - Rm3 | CENPRI | Rack - N3
692 |  |  |  | BUI-PIP_1084 | Coupling, Reducer, Concentric, BI, 5" X 3" | 0 | 0 |  | pc/s
693 |  |  |  | BUI-PIP_1085 | Coupling, Reducer, Concentric, BI, 8" x 6" | 0 | 0 |  | pc/s
694 |  |  |  | BUI-PIP_1086 | Coupling, Reducer, Concentric, Flange, BI, 4 holes, 2" x 1-1/2" | 0 | 0 |  | pc/s
695 |  |  |  | BUI-PIP_1087 | Coupling, Reducer, Concentric, Flange, BI, 8 holes, 5" x 4" | 0 | 0 |  | pc/s
696 |  |  |  | BUI-PIP_1088 | Coupling, Reducer, Concentric, Flange, BI, 8 to 4 holes, 5" x 3" | 0 | 0 |  | pc/s
697 |  |  |  | BUI-PIP_1089 | Coupling, Reducer, PVC, 1" x 1/2" | 0 | 0 |  | pc/s
698 |  |  |  | BUI-PIP_1090 | Coupling, SS, 1/2" | 0 | 0 |  | pc/s
699 |  |  |  | BUI-PIP_1091 | Coupling, SS, 1/4" | 0 | 4 |  | pc/s | WH - Rm3 | CENPRI | Rack - F1
700 |  |  |  | BUI-PIP_1092 | Coupling, SS, 3/8" | 0 | 10 |  | pc/s | WH - Rm3 | CENPRI | Rack - F1
701 |  |  |  | BUI-PIP_1093 | Coupling, Union, BI, 2" | 0 | 1 |  | pc/s | WH - Rm3 | CENPRI | Rack - M2
702 |  |  |  | BUI-PIP_1094 | Coupling, Union, BI,1-1/2" | 0 | 0 |  | pc/s
703 |  |  |  | BUI-PIP_1095 | Coupling, Union, GI, 1-1/2" | 0 | 0 |  | pc/s
704 |  |  |  | BUI-PIP_1096 | Coupling, Union, GI, 2-1/2" | 0 | 0 |  | pc/s
705 |  |  |  | BUI-PIP_1097 | Coupling, Union, GI, 2" | 0 | 2 |  | pc/s | WH - Rm3 | CENPRI | Rack - M2
706 |  |  |  | BUI-PIP_1098 | Coupling, Union, GI, 3" | 0 | 1 |  | pc/s | WH - Rm3 | CENPRI | Rack - M2
707 |  |  |  | BUI-PIP_1099 | Coupling, Y, 1/2" | 0 | 1 |  | pc/s | WH - Rm3 | CENPRI | Rack - M2
708 | Local |  |  | BUI-PIP_1100 | Elbow, BI, 45deg, 2" | 0 | 0 | 0 | pc/s
709 |  |  |  | BUI-PIP_1101 | Elbow, BI, 45deg, 5" | 0 | 6 |  | pc/s | WH - Rm3 | CENPRI | Rack - N3
710 |  |  |  | BUI-PIP_1102 | Elbow, BI, 90deg, 1-1/2" | 0 | 0 |  | pc/s
711 |  |  |  | BUI-PIP_1103 | Elbow, BI, 90deg, 1-1/4" | 0 | 0 |  | pc/s
712 | Local |  |  | BUI-PIP_1104 | Elbow, BI, 90deg, 1" | 20 | 0 | 40 | pc/s
713 |  |  |  | BUI-PIP_1105 | Elbow, BI, 90deg, 14" | 0 | 3 |  | pc/s | WH - Rm3 | CENPRI
714 |  |  |  | BUI-PIP_1106 | Elbow, BI, 90deg, 2-1/2" | 0 | 0 |  | pc/s
715 | Local |  |  | BUI-PIP_1107 | Elbow, BI, 90deg, 2" | 30 | 0 | 60 | pc/s
716 |  |  |  | BUI-PIP_1108 | Elbow, BI, 90deg, 3" | 0 | 5 |  | pc/s | WH - Rm3 | CENPRI | Rack - N2
717 |  |  |  | BUI-PIP_1109 | Elbow, BI, 90deg, 4" | 0 | 0 |  | pc/s
718 |  |  |  | BUI-PIP_1110 | Elbow, BI, 90deg, 5" | 0 | 9 |  | pc/s | WH - Rm3 | CENPRI | Rack - N4
719 |  |  |  | BUI-PIP_1111 | Elbow, BI, 90deg, 8" | 0 | 15 |  | pc/s | WH - Rm3 | CENPRI
720 |  |  |  | BUI-PIP_1112 | Elbow, GI, 45deg, 1-3/4" | 0 | 0 |  | pc/s
721 |  |  |  | BUI-PIP_1113 | Elbow, GI, 45deg, 2-1/2" | 0 | 0 |  | pc/s
722 |  |  |  | BUI-PIP_1114 | Elbow, GI, 45deg, 2" | 0 | 0 |  | pc/s
723 |  |  |  | BUI-PIP_1115 | Elbow, GI, 45deg, 4" | 0 | 0 |  | pc/s
724 | Local |  |  | BUI-PIP_1116 | Elbow, GI, 90deg, 1/2" | 14 | 0 | 30.5 | pc/s
725 |  |  |  | BUI-PIP_1117 | Elbow, GI, 90deg, 10" | 0 | 0 |  | pc/s
726 |  |  |  | BUI-PIP_1118 | Elbow, GI, 90deg, 2" | 0 | 0 |  | pc/s | WH - Rm3 | CENPRI | Rack - M2
727 |  |  |  | BUI-PIP_1119 | Elbow, Long Radius, PVC, 90deg, 1-1/2" | 0 | 5 |  | pc/s | WH - Rm3 | CENPRI | Rack - M3
728 |  |  |  | BUI-PIP_1120 | Elbow, Long Radius, PVC, 90deg, 1" | 0 | 0 |  | pc/s
729 |  |  |  | BUI-PIP_1121 | Elbow, Long Radius, Seamless, Buttweld end, Sch 40, 90deg, 2"dia | 0 | 0 |  | pc/s
730 | Local |  |  | BUI-PIP_1122 | Elbow, PVC, 45deg, 4" | 20.55 | 2 | 49.2 | pc/s | WH - Rm3 | CENPRI | Wall
731 |  |  |  | BUI-PIP_1123 | Elbow, PVC, 90deg, 1-1/2" | 0 | 5 |  | pc/s | WH - Rm3 | CENPRI | Wall
732 |  |  |  | BUI-PIP_1124 | Elbow, PVC, 90deg, 1-1/4" | 0 | 0 |  | pc/s
733 | Local |  |  | BUI-PIP_1125 | Elbow, PVC, 90deg, 1/2" | 4.4375 | 14 | 6.75 | pc/s
734 | Local |  |  | BUI-PIP_1126 | Elbow, PVC, 90deg, 2" | 3.6667 | 17 | 11 | pc/s
735 |  |  |  | BUI-PIP_1127 | Elbow, PVC, 90deg, 3" | 0 | 0 |  | pc/s
736 | Local |  |  | BUI-PIP_1128 | Elbow, PVC, 90deg, 4" | 41 | 0 | 82 | pc/s
737 |  |  |  | BUI-PIP_1129 | Elbow, Galvanized Rigid Steel Conduit, 90deg, 1" | 0 | 18 |  | pc/s | WH - Rm1 | CENPRI | Rack - M1
738 |  |  |  | BUI-PIP_1130 | Elbow, Galvanized Rigid Steel Conduit, 90deg, 1/2" | 0 | 13 |  | pc/s | WH - Rm1 | CENPRI | Rack - M2
739 |  |  |  | BUI-PIP_1131 | Elbow, Galvanized Rigid Steel Conduit, 45deg, 2" | 0 | 0 |  | pc/s
740 |  |  |  | BUI-PIP_1132 | Elbow, Galvanized Rigid Steel Conduit, 45deg, 3" | 0 | 0 |  | pc/s
741 |  |  |  | BUI-PIP_1133 | Elbow, Galvanized Rigid Steel Conduit, 45deg, 3/4" | 0 | 0 |  | pc/s
742 |  |  |  | BUI-PIP_1134 | Fiber, Insulation Rockwall | 0 | 0 |  | roll/s
743 | Local |  |  | BUI-PIP_1135 | Filter, Cartridge, PP Sediment, 20 Micron | 66.6667 | 34 | 100 | pc/s | WH - Rm3 | CENPRI | Rack - I1
744 |  |  |  | BUI-PIP_1137 | Flange, Blind, 8 holes, 6" | 0 | 2 |  | pc/s | WH - Rm3 | CENPRI
745 |  |  |  | BUI-PIP_1138 | Flange, Flat-Faced, 12 holes, 10" | 0 | 1 |  | pc/s | WH - Rm3 | CENPRI
746 |  |  |  | BUI-PIP_1139 | Flange, Flat-Faced, 12 holes, 12" | 0 | 4 |  | pc/s | WH - Rm3 | CENPRI
747 |  |  |  | BUI-PIP_1140 | Flange, Flat-Faced, 12 holes, 13-1/2" | 0 | 0 |  | pc/s
748 |  |  |  | BUI-PIP_1141 | Flange, Flat-Faced, 12 Holes, 13" | 0 | 2 |  | pc/s | WH - Rm3 | CENPRI
749 |  |  |  | BUI-PIP_1142 | Flange, Flat-Faced, 12 Holes, 14" | 0 | 0 |  | pc/s
750 |  |  |  | BUI-PIP_1143 | Flange, Flat-Faced, 300lbs, 8 holes, 4" | 0 | 1 |  | pc/s | WH - Rm3 | CENPRI
751 |  |  |  | BUI-PIP_1144 | Flange, Flat-Faced, 4 holes, 1" | 0 | 0 |  | pc/s
752 |  |  |  | BUI-PIP_1145 | Flange, Flat-Faced, 4 holes, 2" | 0 | 0 |  | pc/s
753 |  |  |  | BUI-PIP_1146 | Flange, Flat-Faced, 4 holes, 3" | 0 | 0 |  | pc/s
754 |  |  |  | BUI-PIP_1147 | Flange, Flat-Faced, 6 holes, 2-1/2" | 0 | 0 |  | pc/s
755 |  |  |  | BUI-PIP_1148 | Flange, Flat-Faced, 8 holes, 3-1/4" | 0 | 0 |  | pc/s
756 |  |  |  | BUI-PIP_1149 | Flange, Flat-Faced, 8 holes, 3" | 0 | 1 |  | pc/s | WH - Rm3 | CENPRI
757 |  |  |  | BUI-PIP_1150 | Flange, Flat-Faced, 8 Holes, 4-1/2" | 0 | 1 |  | pc/s | WH - Rm3 | CENPRI
758 |  |  |  | BUI-PIP_1151 | Flange, Flat-Faced, 8 holes, 8" | 0 | 1 |  | pc/s | WH - Rm3 | CENPRI
759 |  |  |  | BUI-PIP_1152 | Flange, Flat-Faced, Aluminum, 12 holes, 12-1/2" | 0 | 1 |  | pc/s | WH - Rm3 | CENPRI
760 |  |  |  | BUI-PIP_1153 | Flange, Flat-Faced, Raised-Faced, 12 Holes, 11" | 0 | 0 |  | pc/s
761 |  |  |  | BUI-PIP_1154 | Flange, Flat-Faced, Special, 300lbs, 12 holes, 7-1/2" | 0 | 2 |  | pc/s | WH - Rm3 | CENPRI
762 |  |  |  | BUI-PIP_1155 | Flange, Flat-Faced, Special, 300lbs, 12 holes, 8-1/2" | 0 | 5 |  | pc/s | WH - Rm3 | CENPRI
763 |  |  |  | BUI-PIP_1156 | Flange, Flat-Faced, Special, 8 holes, 8-1/2" | 0 | 0 |  | pc/s
764 |  |  |  | BUI-PIP_1157 | Flange, Flat-Faced, Threaded, SS, 8 holes, 3" | 0 | 1 |  | pc/s | WH - Rm3 | CENPRI
765 |  |  |  | BUI-PIP_1158 | Flange, Oval, Fabricated | 0 | 20 |  | pc/s | WH - Rm3 | CENPRI | Rack - J2
766 |  |  |  | BUI-PIP_1159 | Flange, Oval, Sample | 0 | 0 |  | pc/s
767 | Local |  |  | BUI-PIP_1160 | Flange, Raised Face, BI, Slip-on,150lbs, 4 Holes, 2" | 80 | 0 | 160 | pc/s
768 |  |  |  | BUI-PIP_1161 | Flange, Raised-Faced, Threaded, 8 holes, 6" | 0 | 2 |  | pc/s | WH - Rm3 | CENPRI
769 |  |  |  | BUI-PIP_1162 | Flange, Wide, H-beam, 13lbs, 1/4"T x 4" x 4" x 20 | 0 | 0 |  | lgth/s
770 |  |  |  | BUI-PIP_1163 | Flange, Wide, H-beam, 13lbs, 11mmT x 8" x 8" x 20 | 0 | 0 |  | lgth/s
771 |  |  |  | BUI-PIP_1164 | Flange, Wide, H-beam, 13lbs, 3/8"T x 4" x 4" x 20 | 0 | 0 |  | lgth/s
772 |  |  |  | BUI-PIP_1165 | Flange, Wide, H-Beam, 20lbs, 6" x 6" x 20 | 0 | 0 |  | lgth/s
773 |  |  |  | BUI-PIP_1166 | Flange, Wide, H-beam, 31lbs, 8" x 8" x 20 | 0 | 0 |  | lgth/s
774 |  |  |  | BUI-PIP_1167 | Flow Meter, 1-1/4" | 0 | 0 |  | pc/s | WH - Rm3 | CENPRI
775 |  |  |  | BUI-PIP_1168 | Flow Meter, 6" | 0 | 1 |  | pc/s | WH - Rm3 | CENPRI
776 |  |  |  | BUI-PIP_1169 | Nipple, Close, 1/4" x 7/8" | 0 | 3 |  | pc/s | WH - Rm3 | CENPRI | Rack - B4
777 |  |  |  | BUI-PIP_1170 | Nipple, Control Air Compressor | 0 | 0 |  | pc/s
778 | Local |  |  | BUI-PIP_1171 | Nipple, GI, 1/2" x 3" | 9.5 | 0 | 19 | pc/s
779 |  |  |  | BUI-PIP_1172 | Nipple, GI, 2" | 0 | 0 |  | pc/s
780 |  |  |  | BUI-PIP_1173 | Nipple, Reducer, BI, 1" x 1/2" | 0 | 0 |  | pc/s
781 |  |  |  | BUI-PIP_1174 | Nipple, Reducer, BI, 21mm x 3/4" | 0 | 0 |  | pc/s
782 |  |  |  | BUI-PIP_1175 | P-Trap, PVC, 1-1/2" | 0 | 1 |  | pc/s
783 |  |  |  | BUI-PIP_1176 | P-Trap, PVC, 4" | 0 | 1 |  | pc/s | WH - Rm3 | CENPRI | Wall
784 | Local |  |  | BUI-PIP_1177 | Pipe, BI, Seamless, Sch40, 1-1/2" x 20 | 473 | 0 | 1419 | lgth/s
785 | Local |  |  | BUI-PIP_1178 | Pipe, BI, Seamless, Sch40, 2" x 20 | 1014.75 | 0 | 2029.5 | lgth/s
786 |  |  |  | BUI-PIP_1179 | Pipe, BI, Seamless, Sch40, 3" x 20 | 0 | 0 |  | lgth/s
787 |  |  |  | BUI-PIP_1180 | Pipe, Control Air Compressor, Sample | 0 | 0 |  | pc/s
788 | Local |  |  | BUI-PIP_1181 | Pipe, GI, Sch20, 1-1/2" x 20 | 335.75 | 0 | 671.5 | lgth/s
789 | Local |  |  | BUI-PIP_1182 | Pipe, GI, Sch40, 1-1/2" x 20 | 410.65 | 0 | 821.3 | lgth/s
790 | Local |  |  | BUI-PIP_1183 | Pipe, GI, Sch40, 2" x 20 | 714.4 | 0 | 1428.8 | lgth/s
791 |  |  |  | BUI-PIP_1184 | Plug, Male, Hexagonal Head, Stainless Steel, 1" | 0 | 4 |  | pc/s
792 |  |  |  | BUI-PIP_1185 | Plug, GI, 3" dia. | 0 | 4 |  | pc/s | WH - Rm3 | CENPRI | Rack - M2
793 |  |  |  | BUI-PIP_1186 | Plug, GI, 4" dia. | 0 | 0 |  | pc/s
794 |  |  |  | BUI-PIP_1187 | Plug, Male, Hexagonal Head, 1" | 0 | 6 |  | pc/s | WH - Rm3 | CENPRI | Rack - F1
795 |  |  |  | BUI-PIP_1188 | Plug, Male, Square Head, 3/4" | 0 | 8 |  | pc/s | WH - Rm3 | CENPRI | Rack - F1
796 |  |  |  | BUI-PIP_1189 | Plug, Male/Female, Hexagonal Head, Brass, 20mm x 15mm | 0 | 3 |  | pc/s | WH - Rm1 | CENPRI | Rack - F1
797 |  |  |  | BUI-PIP_1190 | Plug, Male/Female, Hexagonal Head, Brass, 20mm x 12mm | 0 | 3 |  | pc/s | WH - Rm1 | CENPRI | Rack - F1
798 |  |  |  | BUI-PIP_1191 | Strainer, Y, 2" | 0 | 0 |  | pc/s
799 |  |  |  | BUI-PIP_1192 | Strainer, Y, 4", 150lbs | 0 | 0 |  | pc/s
800 |  |  |  | BUI-PIP_1193 | Strainer, Y, 5", 150lbs. | 0 | 0 |  | pc/s
801 |  |  |  | BUI-PIP_1194 | Strainer, Y, 8" | 0 | 0 |  | pc/s
802 | Manila |  |  | BUI-PIP_1195 | Tape, Polytetrafluroethlyne (PTFE), High Heat, Yellow Gas Line, 1/2" (Teflon) | 75 | 0 | 150 | roll/s
803 |  |  |  | BUI-PIP_1196 | Tape, Polytetrafluroethlyne (PTFE), Industrial, 1" (Teflon) | 4 | 0 | 0 | roll/s | WH - Rm3 | CENPRI | Rack - C3
804 |  |  |  | BUI-PIP_1197 | Tee, Coupling, 1-1/2" | 0 | 0 |  | pc/s
805 |  |  |  | BUI-PIP_1198 | Tee, Coupling, 3-1/2" | 0 | 0 |  | pc/s
806 |  |  |  | BUI-PIP_1199 | Tee, Coupling, 3" | 0 | 0 |  | pc/s
807 |  |  |  | BUI-PIP_1200 | Tee, Coupling, 4" | 0 | 0 |  | pc/s
808 |  |  |  | BUI-PIP_1201 | Tee, Coupling, BI, 1-1/2" | 0 | 11 |  | pc/s | WH - Rm3 | CENPRI | Rack - N3
809 |  |  |  | BUI-PIP_1202 | Tee, Coupling, BI, 2-1/2" | 0 | 0 |  | pc/s | WH - Rm3 | CENPRI | Rack - N3
810 |  |  |  | BUI-PIP_1203 | Tee, Coupling, BI, 3" | 0 | 7 |  | pc/s | WH - Rm3 | CENPRI | Rack - N4
811 |  |  |  | BUI-PIP_1204 | Tee, Coupling, BI, 4" | 0 | 5 |  | pc/s | WH - Rm3 | CENPRI | Rack - N3
812 |  |  |  | BUI-PIP_1205 | Tee, Coupling, BI, 5" | 0 | 4 |  | pc/s | WH - Rm3 | CENPRI | Rack - N4
813 |  |  |  | BUI-PIP_1206 | Tee, Coupling, GI, 1-1/2" | 0 | 9 |  | pc/s | WH - Rm3 | CENPRI | Rack - M2
814 |  |  |  | BUI-PIP_1207 | Tee, Coupling, GI, 1" | 0 | 3 |  | pc/s | WH - Rm3 | CENPRI | Rack - M2
815 |  |  |  | BUI-PIP_1208 | Tee, Coupling, GI, 1/2" | 0 | 1 |  | pc/s | WH - Rm3 | CENPRI | Rack - M2
816 |  |  |  | BUI-PIP_1209 | Tee, Coupling, GI, 1/4" | 0 | 0 |  | pc/s
817 |  |  |  | BUI-PIP_1210 | Tee, Coupling, GI, 2-1/2" | 0 | 0 |  | pc/s
818 |  |  |  | BUI-PIP_1211 | Tee, Coupling, GI, 2" | 0 | 0 |  | pc/s
819 |  |  |  | BUI-PIP_1212 | Tee, Coupling, GI, 3/4" | 0 | 5 |  | pc/s | WH - Rm3 | CENPRI | Rack - M2
820 |  |  |  | BUI-PIP_1213 | Tee, Coupling, GI, 3/8" | 0 | 0 |  | pc/s
821 |  |  |  | BUI-PIP_1214 | Tee, Coupling, PVC, 4" | 0 | 13 |  | pc/s | WH - Rm3 | CENPRI | Wall
822 |  |  |  | BUI-PIP_1215 | Tee, Coupling, PVC, 5" | 0 | 0 |  | pc/s
823 | Local |  |  | BUI-PIP_1216 | Tee, Coupling, Stainless Steel, 1/2", Sched 40 | 0 | 19 | 0 | pc/s | WH - Rm3 | CENPRI | Rack - M1
824 |  |  |  | BUI-PIP_1217 | Tee, Reducer, BI, 3" x 1" | 0 | 18 |  | pc/s | WH - Rm3 | CENPRI | Rack - N4
825 |  |  |  | BUI-PIP_1218 | Tee, Reducer, BI, 3" x 2" | 0 | 17 |  | pc/s | WH - Rm3 | CENPRI | Rack - N4
826 |  |  |  | BUI-PIP_1219 | Tee, Reducer, BI, 4" x 1" | 0 | 0 |  | pc/s
827 |  |  |  | BUI-PIP_1220 | Tee, Reducer, BI, 4" x 2" | 0 | 1 |  | pc/s | WH - Rm3 | CENPRI | Rack - N3
828 |  |  |  | BUI-PIP_1221 | Tee, Reducer, BI, 4" x 3" | 0 | 0 |  | pc/s
829 |  |  |  | BUI-PIP_1222 | Tee, Reducer, BI, 5" x 2" | 0 | 4 |  | pc/s | WH - Rm3 | CENPRI | Rack - N3
830 |  |  |  | BUI-PIP_1223 | Tee, Reducer, BI, 5" x 3" | 0 | 3 |  | pc/s | WH - Rm3 | CENPRI | Rack - N3
831 |  |  |  | BUI-PIP_1224 | Tee, Reducer, BI, 8" x 6" | 0 | 0 |  | pc/s
832 |  |  |  | BUI-PIP_1225 | U-Trap, PVC, 2" | 0 | 0 |  | pc/s
833 |  |  |  | BUI-PIP_1226 | U-Trap, PVC, 4" | 0 | 0 |  | pc/s
834 |  |  |  | BUI-PIP_1227 | Valve, Quick, 2" | 0 | 1 |  | pc/s | WH - Rm3 | CENPRI | Rack - N3
835 |  |  |  | BUI-PIP_1228 | Valve, Regulating, Temperature, 3/4" | 0 | 1 |  | pc/s | WH - Rm3 | CENPRI | Rack - N3
836 |  |  |  | BUI-PIP_1229 | Valve, Relief, 1-3/4" | 0 | 0 |  | pc/s
837 | Local |  |  | BUI-PIP_1230 | Valve, Relief, Blind Adapter, Fabricated | 325 | 0 | 650 | pc/s
838 |  |  |  | BUI-PIP_1231 | Valve, Shut-off | 0 | 9 |  | pc/s | WH - Rm3 | CENPRI | Rack - N3
839 |  |  |  | BUI-PIP_1232 | Valve, Swing, 4" | 0 | 0 |  | pc/s
840 |  |  |  | BUI-PIP_1233 | Valve, Ball, 1-1/2" | 0 | 0 |  | pc/s
841 |  |  |  | BUI-PIP_1234 | Valve, Ball, 1/2" | 214.5 | 0 | 465 | pc/s
842 | Local |  |  | BUI-PIP_1235 | Valve, Ball, 1/2", PVC Type | 28.8 | 1 | 46 | pc/s | WH - Rm3 | CENPRI | Rack - D2
843 |  |  |  | BUI-PIP_1236 | Valve, Blowdown, 1" | 0 | 1 |  | pc/s | WH - Rm3 | CENPRI | Rack - N3
844 |  |  |  | BUI-PIP_1237 | Valve, Butterfly, 6" | 0 | 0 |  | pc/s
845 |  |  |  | BUI-PIP_1238 | Valve, Butterfly, 8" | 0 | 0 |  | pc/s
846 |  |  |  | BUI-PIP_1239 | Valve, Butterfly, Flange Type, Cast Iron 150PSI, 2" | 0 | 0 |  | pc/s | WH - Rm3 | CENPRI
847 |  |  |  | BUI-PIP_1240 | Valve, Check, 1-1/4" | 0 | 3 |  | pc/s | WH - Rm3 | CENPRI | Rack - N3
848 |  |  |  | BUI-PIP_1241 | Valve, Check, 1-3/4" | 0 | 0 |  | pc/s
849 |  |  |  | BUI-PIP_1242 | Valve, Check, 1" | 0 | 3 |  | pc/s | WH - Rm3 | CENPRI | Rack - N3
850 |  |  |  | BUI-PIP_1243 | Valve, Check, 1/2" | 0 | 10 |  | pc/s | WH - Rm3 | CENPRI | Rack - M2
851 |  |  |  | BUI-PIP_1244 | Valve, Check, 2-1/2" | 0 | 0 |  | pc/s
852 | Local |  |  | BUI-PIP_1245 | Valve, Check, 2" | 1125 | 0 | 2250 | pc/s
853 |  |  |  | BUI-PIP_1246 | Valve, Check, 3" | 0 | 1 |  | pc/s | WH - Rm3 | CENPRI | Side Wall
854 |  |  |  | BUI-PIP_1247 | Valve, Check, 3/4" | 0 | 0 |  | pc/s
855 |  |  |  | BUI-PIP_1248 | Valve, Check, 4" | 0 | 1 |  | pc/s | WH - Rm3 | CENPRI
856 |  |  |  | BUI-PIP_1249 | Valve, Check, 5" | 0 | 1 |  | pc/s | WH - Rm3 | CENPRI
857 |  |  |  | BUI-PIP_1250 | Valve, Check, Brass, 1-1/2" | 0 | 0 |  | pc/s
858 |  |  |  | BUI-PIP_1251 | Valve, Check, Swing, SS Single Disc, Ductile Iron, 4" | 0 | 1 |  | pc/s | WH - Rm3 | CENPRI | Rack - M2
859 |  |  |  | BUI-PIP_1252 | Valve, Gate, 1-1/2" | 0 | 0 |  | pc/s
860 | Local |  |  | BUI-PIP_1253 | Valve, Gate, 1" | 270 | 0 | 540 | pc/s
861 |  |  |  | BUI-PIP_1254 | Valve, Gate, 1/2" | 0 | 12 |  | pc/s | WH - Rm3 | CENPRI | Rack - M1
862 |  |  |  | BUI-PIP_1256 | Valve, Gate, 1/4" | 0 | 0 |  | pc/s
863 |  |  |  | BUI-PIP_1257 | Valve, Gate, 2", SS, DN40, PN25, CW617N | 0 | 1 |  | pc/s | WH - Rm3 | CENPRI | Rack - M2
864 |  |  |  | BUI-PIP_1258 | Valve, Gate, 3" | 0 | 0 |  | pc/s
865 |  |  |  | BUI-PIP_1259 | Valve, Gate, 3/8" | 0 | 0 |  | pc/s
866 |  |  |  | BUI-PIP_1260 | Valve, Gate, 5" | 0 | 3 |  | pc/s | WH - Rm3 | CENPRI
867 |  |  |  | BUI-PIP_1261 | Valve, Globe, 1/2" | 0 | 3 |  | pc/s | WH - Rm3 | CENPRI | Rack - N3
868 |  |  |  | BUI-PIP_1262 | Valve, Globe, 4 holes, 2" | 0 | 12 |  | pc/s | WH - Rm3 | CENPRI
869 |  |  |  | BUI-PIP_1263 | Valve, Globe, 6" | 0 | 1 |  | pc/s | WH - Rm3 | CENPRI
870 |  |  |  | BUI-PIP_1264 | Valve, Globe, 8 holes, 2" | 0 | 5 |  | pc/s
871 |  |  |  | BUI-PIP_1265 | Valve, Pilot, Complete | 0 | 1 |  | pc/s | WH - Rm3 | CENPRI | Rack - B3
872 |  |  |  | BUI-PIP_1266 | Valve, Plug, 1-1/4" | 0 | 0 |  | pc/s
873 |  |  |  | BUI-PIP_1267 | Valve, Plug, 1" | 0 | 0 |  | pc/s
874 |  |  |  | BUI-PIP_1268 | Valve, Plug, 1/2" | 0 | 0 |  | pc/s
875 |  |  |  | BUI-PIP_1269 | Valve, Push, Urinal Flush, 1/2" | 0 | 0 |  | pc/s
876 |  |  |  | BUI-PIP_1270 | Nipple, GI, 1" x 2" | 19.5 | 0 | 19.5 | pc/s | WH - Rm3 | CENPRI | Rack - M2
877 |  |  |  | BUI-PIP_1271 | Elbow, GI, 90deg, 1" | 16 | 15 | 24 | pc/s | WH - Rm3 | CENPRI | Rack - M2
878 |  |  |  | BUI-PIP_1272 | Pipe, UPVC, 25 mm x 3/4" x 10ft | 24.3333 | 0 | 73 | lgth/s | WH - Rm3 | CENPRI
879 |  |  |  | BUI-PIP_1273 | Elbow, UPVC, Threaded, 3/4" | 6 | 0 | 18 | pc/s | WH - Rm3 | CENPRI | Wall
880 |  |  |  | BUI-PIP_1274 | Adaptor, Male, UPVC, 25 mm x R3/4" | 0 | 0 | 0 | pc/s | WH - Rm3 | CENPRI | Rack - E2
881 |  |  |  | BUI-PIP_1275 | Pipe, UPVC, 20mm x 1/2" x 10ft | 32.25 | 0 | 59 | lgth/s | WH - Rm3 | CENPRI
882 |  |  |  | BUI-PIP_1276 | Adaptor, Female, UPVC, 20 mm x 1/2" | 3 | 0 | 6 | pc/s | WH - Rm3 | CENPRI | Rack - E2
883 |  |  |  | BUI-PIP_1277 | Adaptor, Male, UPVC, 20 mm x 1/2" | 3 | 0 | 6 | pc/s | WH - Rm3 | CENPRI | Rack - E2
884 |  |  |  | BUI-PIP_1278 | Elbow, Plain, UPVC, 20 mm x 1/2" | 0 | 0 | 0 | pc/s | WH - Rm3 | CENPRI | Rack - E2
885 |  |  |  | BUI-PIP_1279 | Tee, Pipe Fitting, SS 316 Cast, Class 150, 3/4" NPT | 109 | 0 | 109 | pc/s | WH - Rm3 | CENPRI | Rack - C3
886 |  |  |  | BUI-PIP_1280 | Tee, Pipe Fitting, SS 316 Cast, Class 150, 1/2" NPT | 77 | 0 | 77 | pc/s | WH - Rm3 | CENPRI | Rack - C3
887 |  |  |  | BUI-PIP_1281 | Valve, Ball, SS, WOG 600, 3/4" | 248 | 0 | 248 | pc/s | WH - Rm3 | CENPRI | Rack - C3
888 |  |  |  | BUI-PIP_1282 | Valve, Ball, SS, WOG 600, 1/2" | 221 | 0 | 221 | pc/s | WH - Rm3 | CENPRI | Rack - C3
889 |  |  |  | BUI-PIP_1283 | Coupling, GI, Threaded, 2" | 41 | 0 | 41 | pc/s | WH - Rm3 | CENPRI | Rack - C2
890 |  |  |  | BUI-PIP_1284 | Elbow, GI, Threaded, 90deg, 2" | 60 | 0 | 60 | pc/s | WH - Rm3 | CENPRI | Rack - B2
891 |  |  |  | BUI-PIP_1285 | Coupling, GI, 1" | 33.125 | 6 | 22.5 | pc/s | WH - Rm3 | CENPRI | Rack - F1
892 | Local |  |  | BUI-PIP_1286 | Elbow, PVC, 45 deg, 2" | 18.4333 | 4 | 12.3 | pc/s | WH - Rm3 | CENPRI | Rack - C1
893 | Local |  |  | BUI-PIP_1287 | Tee, Plain, PVC, 2 Inches | 18.3 | 4 | 21.6 | pc/s | WH - Rm3 | CENPRI | Rack - C1
894 | Local |  |  | BUI-PIP_1288 | Pipe, UPVC, 4" x 10 ft | 471.3167 | 8 | 890 | lgth/s | WH - Rm3 | CENPRI | Rack - O3
895 | Local |  |  | BUI-PIP_1289 | Tee, Reducer, PVC, 4 Inches x 2 Inches | 81 | 1 | 114 | pc/s | WH - Rm3 | CENPRI | Wall
896 | Local |  |  | BUI-PIP_1290 | Bushing, Reducer, PVC, 4 Inches x 2 Inches | 35.275 | 0 | 46.55 | pc/s | WH - Rm3 | CENPRI | Side Wall
897 | Local |  |  | BUI-PIP_1291 | Tee, Plain, PVC, 1/ 2 Inches | 7.75 | 9 | 8.5 | pc/s | WH - Rm3 | CENPRI | Side Wall
898 |  |  |  | BUI-PIP_1292 | Nipple, GI, 8" x 3" | 0 | 1 |  | pc/s | WH - Rm3 | CENPRI | Rack - B3
899 | Local |  |  | BUI-PIP_1293 | Coupling, PVC, 1/2 Inches | 3.5 | 0 | 3.5 | pc/s | WH - Rm3 | CENPRI | Rack - B1
900 | Local |  |  | BUI-PIP_1294 | Nipple, GI Long, 1/2 Inches x 2 Inches | 9.25 | 0 | 9.25 | pc/s | WH - Rm3 | CENPRI | Rack - B1
901 | Local |  |  | BUI-PIP_1295 | Nipple, GI Long, 1/2 Inches x 1 Inch | 8.5 | 0 | 8.5 | pc/s | WH - Rm3 | CENPRI | Rack - B1
902 | Local |  |  | BUI-PIP_1296 | Nipple, GI Long, 1/2 Inches x 6 Inches | 21.75 | 0 | 21.75 | pc/s | WH - Rm3 | CENPRI | Rack - B1
903 | Local |  |  | BUI-PIP_1297 | Pipe, PVC, 1/2 Inches x 10 ft | 35.6667 | 4 | 0 | lgth/s | WH - Rm3 | CENPRI | Rack - B1
904 |  |  |  | BUI-PIP_1298 | Elbow, GI, 45deg, 1/2 Inches |  | 0 |  | pc/s | WH - Rm3 | CENPRI | Rack - B1
905 | Local |  |  | BUI-PIP_1299 | P-Trap, Lavatory, 1-1/4 Inches | 62 | 0 | 62 | set/s | WH - Rm3 | CENPRI | Rack - B1
906 | Local |  |  | BUI-PIP_1300 | Bolt, U, Complete, 1" x 1/4" dia. | 8 | 0 | 8 | set/s | WH - Rm1 | CENPRI
907 | Local |  |  | BUI-PIP_1301 | Flange, Slip-on, BI, 4 Holes, 1-1/2", Class 150 | 100 | 10 | 100 | pc/s | WH - Rm3 | CENPRI | Pallet Rack
908 | Local |  |  | BUI-PIP_1302 | Pipe, UPVC, 1" Dia. ( 32mm x 2.0mm ) x 10 ft | 112.375 | 0 | 101.75 | lgth/s | WH - Rm1 | CENPRI
909 | Local |  |  | BUI-PIP_1303 | Coupling, UPVC, 1" Dia | 8 | 0 | 8 | pc/s | WH - Rm3 | CENPRI
910 | Local |  |  | BUI-PIP_1304 | Tee, Plain, PVC, 4" | 73.5 | 15 | 147 | pc/s | WH - Rm3 | CENPRI | Wall
911 | Local |  |  | BUI-PIP_1305 | P-Trap, Hand Basin, 1-1/4 Inches | 125 | 1 | 125 | set/s | WH - Rm3 | CENPRI | Rack - C3
912 | Local |  |  | BUI-PIP_1306 | Bolt, U, Complete, 3/8" x 1-1/2", with Nut & Lock | 0 | 0 | 0 | set/s | WH - Rm3 | CENPRI
913 | Local |  |  | BUI-PIP_1307 | Bolt, U, 1", With Nut Only | 0 | 0 | 0 | set/s | WH - Rm3 | CENPRI | Rack - G2
914 | Local |  |  | BUI-PIP_1308 | Nipple, GI, 3/4" x 6" | 0 | 0 | 0 | ream/s | WH - Rm3 | CENPRI
915 | Local |  |  | BUI-PIP_1309 | Adaptor, Male / Female, PVC, 3/4" x 3/4" | 8 | 0 | 8 | pc/s | WH - Rm3 | CENPRI | Rack - E3
916 | Local |  |  | BUI-PIP_1310 | Coupling, BI, 3/4" | 0 | 2 | 0 | pc/s | WH - Rm3 | CENPRI | Rack - F1
917 | Local |  |  | BUI-PIP_1311 | Coupling, France, 3/4" | 0 | 0 | 0 | pc/s | WH - Rm3 | CENPRI
918 | Local |  |  | BUI-PIP_1312 | Bolt, U, Complete, 1/4" x 3/4" | 0 | 0 | 0 | set/s
919 | Local |  |  | BUI-PIP_1313 | Nipple, GI, 1/2" x 6", Sch.-40 | 29.5 | 0 | 29.5 | pc/s
920 | Local |  |  | BUI-PIP_1314 | Nipple, GI, 1" x 6", Sch.-40 | 77 | 0 | 77 | pc/s
921 | Local |  |  | BUI-PIP_1315 | Elbow, GI, 90deg, 1/2", ST (M x F), Heavy Duty | 17.6 | 0 | 17.6 | pc/s
922 | Local |  |  | BUI-PIP_1316 | Elbow, GI, 90deg, 1", ST (M x F), Heavy Duty | 40 | 0 | 40 | pc/s
923 | Local |  |  | BUI-PIP_1317 | Valve, Ball, SS, WOG 600, SS316, 1/2" | 1325 | 0 | 1700 | pc/s
924 | Local |  |  | BUI-PIP_1318 | Valve, Ball, SS, WOG 600, SS316, 1" | 1750 | 0 | 1750 | pc/s
925 |  |  |  | BUI-PIP_1319 | Pipe, BI, Welded, Sch40, 1/2" x 20 ft | 272.9 | 0 | 272.9 | lgth/s | WH - Bldg. | CENPRI
926 | Local |  |  | BUI-PIP_1320 | Pipe, BI, Seamless, Sch80, 3/4" x 73" | 0 | 0 | 0 | lgth/s | WH - Rm3 | CENPRI
927 | Local |  |  | BUI-PIP_1321 | Elbow, BI, 90deg, 1/2", MxF | 55 | 0 | 55 | pc/s
928 | Manila |  |  | BUI-PIP_1322 | Bushing, Reducer, Stainless Steel, 3/8" x 1/2 " | 55 | 0 | 55 | pc/s | WH - Rm3 | CENPRI
929 | Manila |  |  | BUI-PIP_1323 | Coupling 1/2" NPT, Sched 40 | 35 | 0 | 35 | pc/s | WH - Rm3 | CENPRI
930 | Manila |  |  | BUI-PIP_1324 | Nipple, Stainless Long, Schedule 40, 1/2" x 2" | 25 | 0 | 25 | pc/s | WH - Rm3 | CENPRI
931 |  |  |  | BUI-PIP_1325 | Flange, Flat Faced, 6 Holes, 5" |  | 0 |  | pc/s | WH - Rm3 | CENPRI
932 | Local |  |  | BUI-PIP_1326 | Pipe, PVC, Series 900, 6" x 10 ft | 0 | 0 | 0 | lgth/s | WH - Bldg. | CENPRI
933 | Local |  |  | BUI-PIP_1327 | Coupling, PVC, 6", Series 900 | 0 | 3 | 0 | pc/s | WH - Bldg. | CENPRI | Side Wall
934 |  |  |  | BUI-PIP_1328 | Elbow, BI, 90deg, 6" | 0 | 6 |  | pc/s | WH - Rm3 | CENPRI | Rack - N2
935 |  |  |  | BUI-PIP_1329 | Elbow, BI, 45deg, 3" | 0 | 2 |  | pc/s | WH - Rm3 | CENPRI | Rack - N4
936 |  |  |  | BUI-PIP_1330 | Flange, Flat-Faced, Raised-Faced, 12 Holes, 10" | 0 | 1 |  | pc/s | WH - Rm3 | CENPRI | Pallet Rack
937 |  |  |  | BUI-PIP_1332 | Coupling, Union, GI, 1" | 0 | 1 |  | pc/s | WH - Rm3 | CENPRI | Rack - M2
938 | Local |  |  | BUI-PIP_1333 | Coupling, 1/2" IPS HDPE Compression x 1/2" PVC Compression Transition | 72 | 0 | 72 | pc/s
939 | Local |  |  | BUI-PIP_1334 | Adaptor, Male, PVC, 1/2" | 7.5 | 6 | 7.5 | pc/s | WH - Rm3 | CENPRI | Side Wall
940 | Local |  |  | BUI-PIP_1335 | Coupling, Reducer, PVC, 3/4" x 1/2" | 7.5 | 0 | 7.5 | pc/s
941 | Local |  |  | BUI-PIP_1336 | Adaptor, Female, PVC, 1/2" | 7.5 | 0 | 7.5 | pc/s
942 | Local |  |  | BUI-PIP_1337 | Valve, Ball, SS, 3/4" | 0 | 0 | 0 | pc/s
943 | Local |  |  | BUI-PIP_1338 | Tee, PVC, 1/2", Threaded | 11 | 0 | 11 | pc/s
944 | Local |  |  | BUI-PIP_1339 | Coupling, PVC, 1/2", Plain | 4 | 0 | 4 | pc/s
945 | Local |  |  | BUI-PIP_1340 | Coupling, Reducer, PVC, 1" x 3/4" | 12 | 1 | 12 | pc/s
946 | Local |  |  | BUI-PIP_1341 | Plug, GI, 1/2" dia. | 10 | 0 | 10 | pc/s
947 | Local |  |  | BUI-PIP_1342 | Valve, Check, 8", 150lbs, Flange Type, Dayo | 20333.33 | 0 | 21000 | pc/s
948 | Local |  |  | BUI-PIP_1343 | Pipe, BI, Seamless, Sch40, 1" x 20ft | 1000 | 0 | 1000 | lgth/s
949 | Manila |  |  | BUI-PIP_1344 | Strainer, Y, 6" | 12000 | 0 | 12000 | pc/s
950 | Manila |  |  | BUI-PIP_1345 | Flange, Raised Face, BI, Slip-on, 150lbs, 8 Holes, 6" | 550 | 4 | 1100 | pc/s
951 | Manila |  |  | BUI-PIP_1346 | Flange, Raised Face, BI, Slip-on, 150lbs, 8 Holes, 8" | 1800 | 4 | 1800 | pc/s
952 | Local |  |  | BUI-PIP_1347 | Flange, Raised Face, BI, Slip-on,150lbs, 4 Holes, 1" | 70 | 0 | 70 | pc/s
953 | Local |  |  | BUI-PIP_1348 | Nipple, Stainless Long, Schedule 40, 1-1/4" x 4" | 162 | 0 | 162 | pc/s | WH - Rm3 | CENPRI
954 | Local |  |  | BUI-PIP_1349 | Pipe, BI, Seamless, Sch80, 3/4" x 70" | 0 | 0 | 0 | lgth/s | WH - Rm3 | CENPRI
955 | Local |  |  | BUI-PIP_1350 | Valve, Gate, 2" | 2000 | 5 | 4000 | pc/s | WH - Rm3 | CENPRI
956 | Local |  |  | BUI-PIP_1351 | Elbow, PVC, Class 150, Gray, 90deg, 3"-Dia. | 2150 | 0 | 2150 | pc/s
957 | Local |  |  | BUI-PIP_1352 | Pipe, PVC, Class 150, Blue, 3" x 20ft | 2450 | 0 | 2450 | lgth/s
958 | Local |  |  | BUI-PIP_1353 | Elbow, GI, 90deg, 3", Short Radius, Female Threaded, | 450 | 0 | 450 | pc/s
959 | Local |  |  | BUI-PIP_1354 | Spool, GI, Sch 40, 3" x 6", Male Threaded, S30 | 300 | 0 | 300 | pc/s
960 | Local |  |  | BUI-PIP_1355 | Valve, Ball, BRASS, Threaded, 1" Dia. | 520 | 0 | 520 | pc/s
961 | Local |  |  | BUI-PIP_1356 | Coupling, Union, BI, 3" | 450 | 0 | 450 | pc/s
962 | Local |  |  | BUI-PIP_1357 | Coupling, Sleeve, 3"-Dia | 1900 | 0 | 1900 | pc/s
963 | Local |  |  | BUI-PIP_1358 | Valve, Gate, 2", Flange Type | 4000 | 0 | 4000 | pc/s | WH - Rm3 | CENPRI
964 | Local |  |  | BUI-PIP_1359 | Coupling, GI, 3/4", Threaded, Female | 36 | 0 | 36 | pc/s
965 | Local |  |  | BUI-PIP_1360 | Elbow, BI, 45deg, 1", Short Radius, Female Threaded | 60 | 0 | 60 | pc/s
966 | Local |  |  | BUI-PIP_1361 | Coupling, Union, BI, 3/4", Patente | 180 | 0 | 180 | pc/s
967 | Local |  |  | BUI-PIP_1362 | Reducer, Adaptor, BI, 1" x 3/4" (M x F), Threaded | 45 | 0 | 45 | pc/s
968 | Local |  |  | BUI-PIP_1363 | Coupling, BI, 2", Sch-40 | 137.5 | 0 | 137.5 | pc/s
969 | Local |  |  | BUI-PIP_1364 | Valve, Ball, BRASS, Threaded, 2" Dia. | 1450 | 0 | 1450 | pc/s | WH - Rm3 | CENPRI | Rack - B1
970 | Local |  |  | BUI-PIP_1365 | Nipple, GI, 2" x 6" - Long, Threaded Outside | 112 | 0 | 112 | pc/s | WH - Rm3 | CENPRI | Rack - C1
971 | Local |  |  | BUI-PIP_1366 | Elbow, BI, 90deg, 1-1/2", Sch-40, Welded | 65 | 0 | 65 | pc/s
972 | Local |  |  | BUI-PIP_1367 | Flange, Flat-Faced, 4 holes, Balck Iron, 2" | 200 | 0 | 200 | pc/s | WH - Rm3 | CENPRI
973 | Local |  |  | BUI-PIP_1368 | Valve, Check, Flange Type, Cast Iron, 8", 150lbs | 21000 | 0 | 21000 | pc/s | WH - Rm3 | CENPRI
974 | Local |  |  | BUI-PIP_1369 | Elbow, BI, 90deg, Sched 40, 2" | 92 | 0 | 92 | pc/s | WH - Rm3 | CENPRI | Rack - M1
975 | Local |  |  | BUI-PIP_1370 | Pipe, BI, Welded, Sch40, 2" x 20 ft | 1018.7 | 0 | 1018.7 | lgth/s | WH - Rm3 | CENPRI
976 | Manila |  |  | BUI-PIP_1371 | Flow Meter, 2" (50mm), Cast Iron, Body Flange Type, w/bolts nuts and gaskets, 10 Bars, | 12996 | 0 | 12996 | unit/s | WH - Rm3 | CENPRI
977 | Manila |  |  | BUI-PIP_1372 | Strainer, For, Flow Meter, 2" (50mm), Cast Iron, Body Flange Type, w/bolts nuts and gaskets, 10 Bars, | 6800 | 2 | 6800 | unit/s | WH - Rm3 | CENPRI
978 | Local |  |  | BUI-PIP_1373 | Bolt, U, Complete, 1/4" x 1/2" | 6.5 | 0 | 6.5 | set/s
979 | Local |  |  | BUI-PIP_1374 | Bolt, U, Complete, 1/4" x 1" | 7.25 | 0 | 7.25 | set/s
980 | Local |  |  | BUI-PIP_1375 | Nipple, SS, 1" x 4" | 120 | 0 | 120 | pc/s
981 |  |  |  | BUI-PIP_1376 | Bolt, U, Complete, 1/4" x 2" x 4" |  | 0 |  | set/s | WH - Rm3 | CENPRI | Rack - F1
982 | Local |  |  | BUI-PIP_1377 | Bolt, U, Complete, 1/4" x 3" x 4" | 14.5 | 10 | 14.5 | set/s | WH - Rm3 | CENPRI | Rack - F1
983 | Local |  |  | BUI-PIP_1378 | Pipe, UPVC, Electrical Conduit, 3" x 10 ft | 625 | 3 | 625 | lgth/s | WH - Rm3 | CENPRI | Rack - O3
984 | Local |  |  | BUI-PIP_1379 | Elbow, Long Radius, Galvanized Rigid Steel Conduit, 90deg, 3" | 470 | 3 | 470 | pc/s | WH - Rm3 | CENPRI | Side Wall
985 |  |  |  | COM-POW_1001 | Bearing, 61810 | 450 | 0 | 450 | pc/s | WH - Rm3 | CENPRI | Rack - C1
986 | Local |  |  | COM-POW_1002 | Bearing, #16004-A | 220 | 0 | 220 | pc/s | WH - Rm1 | CENPRI
987 | Local |  |  | COM-POW_1003 | Carbon Brush, CB 100A, For Makita Angle Grinder | 43 | 0 | 43 | pc/s | WH - Rm3 | CENPRI | Rack - D2
988 | Local |  |  | COM-POW_1004 | Blade, Saw, Circular, 8" | 1880 | 0 | 1880 | pc/s | WH - Rm3 | CENPRI
989 | Local |  |  | COM-POW_1005 | Bearing, Ball, 16004-A | 220 | 0 | 220 | pc/s | WH - Rm3 | CENPRI
990 | Local |  |  | COM-POW_1006 | Hose, Air, For High Pressure Compressor, 1/4" | 35 | 0 | 35 | mtr/s | WH - Rm3 | CENPRI
991 | Local |  |  | COM-POW_1007 | Carbide Bit, Three Pointed Shape, 3/8" | 1505 | 0 | 1290 | pc/s | WH - Rm3 | CENPRI
992 | Manila |  |  | COM-POW_1008 | Twist Drill, 3/4" Weldon Shank 18mm x 30mm | 3840 | 0 | 3840 | pc/s | WH - Rm3 | CENPRI
993 | Manila |  |  | COM-POW_1009 | Carbon Brush, 4 x 6 x 8.5mm, Hard Carbon | 100 | 12 | 100 | pc/s | WH - Rm3 | CENPRI | Rack - D2
994 | Local |  |  | COM-POW_1010 | Carbide Bit, Cylindrical Radius, 1/2" | 1506 | 0 | 1506 | pc/s | WH - Rm3 | CENPRI | Rack - C1
995 |  |  |  | CON-AUT_1001 | Disc, Brake Pad | 950 | 0 | 950 | set/s | WH - Rm3 | CENPRI | Rack - D1
996 |  |  |  | CON-AUT_1025 | Belt Dressing, 330ml | 263.3333 | 0 | 395 | can/s | WH - Rm3 | CENPRI | Rack - D1
997 |  |  |  | CON-AUT_1026 | Fluid, Brake | 130.75 | 0 | 183 | bot/s | WH - Rm3 | CENPRI | Rack - D1
998 |  |  |  | CON-AUT_1027 | Oil, 2T | 62.5 | 0 | 125 | ltr/s | WH - Rm3 | CENPRI | Rack - D1
999 |  |  |  | CON-CHE_1005 | Acetylene | 900 | 1 | 1100 | cyl/s | WH - Bldg. | CENPRI
1000 |  |  |  | CON-CHE_1006 | Acid, Muriatic, 1Liter | 44.0325 | 0 | 78.13 | ltr/s | Chem - Stg | CENPRI
1001 |  |  |  | CON-CHE_1007 | Acid, Phosphoric, 1Liter | 0 | 0 |  | ltr/s | Chem - Stg | CENPRI
1002 |  |  |  | CON-CHE_1008 | Acid, Sulfuric, (pH control), 34kg/pail | 418.43 | 149 | 78.13 | kg/s | Chem - Stg | CENPRI
1003 |  |  |  | CON-CHE_1009 | Argon | 1800 | 0 | 3000 | cyl/s
1004 |  |  |  | CON-CHE_1010 | Borax | 0 | 0 |  | can/s
1005 |  |  |  | CON-CHE_1011 | Bottle, Sampling 100mL | 0 | 36 | 0 | bot/s
1006 |  |  |  | CON-CHE_1012 | Bottle, Sampling, 1L | 0 | 0 |  | bot/s
1007 |  |  |  | CON-CHE_1013 | Carbon Remover, Ionic Oil Cleaner, Acid Based/ Carboff 1 | 0 | 0 |  | ltr/s
1008 |  |  |  | CON-CHE_1014 | Carbon Remover, Water based / Carboff | 0 | 0 |  | ltr/s | Chem - Stg
1009 |  |  |  | CON-CHE_1015 | Caustic Soda, Sodium Hydroxide (for pH control) | 0 | -0.5 |  | kg/s | WH - Extn
1010 |  |  |  | CON-CHE_1016 | CHEM SS -100 | 0 | 0 |  | ltr/s
1011 |  |  |  | CON-CHE_1017 | Chlorine (Oxidizing Biocide) | 0 | 78 |  | kg/s
1012 |  |  |  | CON-CHE_1018 | Chlorine, Dry, Calcium Hypochlorite 70% | 0 | 45 |  | kg/s | Chem - Stg
1013 |  |  |  | CON-CHE_1019 | Cleaner, Disinfectant | 0 | 0 |  | ltr/s
1014 | Manila |  |  | CON-CHE_1020 | Cleaner, Stator Winding, Fast Dry | 1250 | 20 | 0 | ltr/s
1015 |  |  |  | CON-CHE_1021 | Cleaner, Stator Winding, Medium Dry | 0 | 0 |  | pail/s
1016 | Manila |  |  | CON-CHE_1022 | Cleaner, Stator Winding, Slow Dry | 2500 | 14 | 5000 | pail/s | Chem - Stg | CENPRI
1017 | Local |  |  | CON-CHE_1023 | Compound, Silicon Carbide, Grade 6A, Grit 1000, Micro-Fine, 16oz. | 800 | 0 | 1600 | can/s
1018 |  |  |  | CON-CHE_1024 | Compound, Silicon Carbide, Grade 5A, Grit 800, Micro-Fine, 16oz. | 0 | 0 |  | can/s
1019 |  |  |  | CON-CHE_1025 | Compound, Silicon Carbide, Grade 4A, Grit 600, Extremely Fine, 16oz. | 0 | 0 |  | can/s
1020 |  |  |  | CON-CHE_1026 | Compound, Silicon Carbide, Grade 3A, Grit 500, Extremely Fine, 16oz. | 0 | 0 |  | can/s
1021 |  |  |  | CON-CHE_1027 | Compound, Silicon Carbide, Grade 2A, Grit 400, Extremely Fine, 16oz. | 0 | 0 |  | can/s
1022 |  |  |  | CON-CHE_1028 | Compound, Silicon Carbide, Grade 1A, Grit 320, Very Fine, 16oz. | 0 | 0 |  | can/s
1023 |  |  |  | CON-CHE_1029 | Compound, Silicon Carbide, Grade A, Grit 280, Fine, 16oz. | 0 | 3 |  | can/s | WH - Rm3 | CENPRI | Rack - H3
1024 |  |  |  | CON-CHE_1030 | Compound, Silicon Carbide, Grade B, Grit 240, Medium Fine, 16oz. | 0 | 0 |  | can/s
1025 |  |  |  | CON-CHE_1031 | Compound, Silicon Carbide, Grade C, Grit 220, Medium, 16oz. | 0 | 0 |  | can/s
1026 |  |  |  | CON-CHE_1032 | Compound, Silicon Carbide, Grade D, Grit 180, Medium Coarse, 16oz. | 0 | 0 |  | can/s
1027 |  |  |  | CON-CHE_1033 | Compound, Silicon Carbide, Grade E, Grit 120, Coarse, 16oz. | 0 | 0 |  | can/s | WH - Rm3 | CENPRI | Rack - H3
1028 |  |  |  | CON-CHE_1034 | Compound, Silicon Carbide, Grade F, Grit 100, Extra Coarse, 16oz. | 0 | 0 |  | can/s
1029 |  |  |  | CON-CHE_1035 | Compound, Silicon Carbide, Grade G, Grit 80, Super Coarse, 16oz. | 0 | 0 |  | can/s
1030 |  |  |  | CON-CHE_1036 | Compound, Silicon Carbide, Grade J, Grit 50, Very Coarse, 16oz. | 0 | 0 |  | can/s
1031 |  |  |  | CON-CHE_1037 | Compound, Silicon Carbide, Grade NC, Grit 150, Special Navy, 16oz. | 0 | 0 |  | can/s
1032 |  |  |  | CON-CHE_1038 | Corrosion Inhibitor | 0 | 0 |  | ltr/s
1033 | Manila |  |  | CON-CHE_1039 | Crack Detector, Cleaner, Spotcheck, SKC-S Aerosol | 272 | 5 | 544 | can/s | WH - Rm3 | CENPRI | Rack - H2
1034 | Manila |  |  | CON-CHE_1040 | Crack Detector, Developer, Spotcheck, SKD-S2 | 446.6667 | 0 | 670 | can/s
1035 | Manila |  |  | CON-CHE_1041 | Crack Detector, Penetrant, Spotcheck, SKL-SP2 | 446.6667 | 0 | 670 | can/s
1036 |  |  |  | CON-CHE_1042 | Descalant, Heat Exchanger | 0 | 0 |  | ltr/s
1037 |  |  |  | CON-CHE_1043 | Flaw & Crack Detector Penetrant (Spanjard) | 0 | 7 |  | bot/s | WH - Rm3 | CENPRI | Rack - H2
1038 |  |  |  | CON-CHE_1044 | Gasket, Liquid, 1104 NEO, 80g | 0 | 0 |  | tube/s
1039 | Local |  |  | CON-CHE_1045 | Gasket, Liquid, Three Bond 1212, White, 100g | 0 | 0 | 0 | tube/s | WH - Rm3 | CENPRI | Rack - H1
1040 |  |  |  | CON-CHE_1046 | Gasket, Liquid, Three Bond 1215, Gray, 250g | 0 | 0 |  | tube/s
1041 |  |  |  | CON-CHE_1047 | Grease, Multipurpose | 0 | 0 |  | kg/s
1042 | Manila |  |  | CON-CHE_1048 | Grease, Vappro 869 VCI | 6160 | 1 | 12320 | ltr/s | WH - Rm3 | CENPRI | Rack - E2
1043 | Manila |  |  | CON-CHE_1049 | NALCO 19Pulv, (SO3 - Oxygen Scavenger) | 129.6833 | 55.2 | 389.05 | kg/s | Chem - Stg | CENPRI
1044 |  |  |  | CON-CHE_1050 | NALCO 3DT120, (3DT120 Residual - Scale Inhibitor) | 0 | 27 |  | kg/s | Chem - Stg | CENPRI
1045 | Manila |  |  | CON-CHE_1051 | NALCO 3DT129, (3DT129 Residual - Corrosion Inhibitor) | 176.115 | 247 | 352.23 | kg/s | Chem - Stg | CENPRI
1046 | Manila |  |  | CON-CHE_1052 | NALCO 7330, (Non-Oxidizing Biocide) | 160.12 | 20 | 320.24 | kg/s | Chem - Stg | CENPRI
1047 | Manila |  |  | CON-CHE_1053 | NALCO 73550, (Biodespersant) | 323.715 | 0 | 647.43 | kg/s | Chem - Stg | CENPRI
1048 | Manila |  |  | CON-CHE_1054 | NALCO 8457, (PO4 - Scale & Corrosion Inhibitor) | 226.4267 | 36 | 679.28 | kg/s | Chem - Stg | CENPRI
1049 |  |  |  | CON-CHE_1055 | Resin | 0 | 0 |  | kg/s
1050 | Local |  |  | CON-CHE_1056 | Rugby, Contact Cement, 300ml | 45 | 0 | 70 | bot/s
1051 |  |  |  | CON-CHE_1057 | Salt, Industrial Grade, Purity 99.5%, 50k/bag (Sodium Chloride) | 19.6375 | -300 | 4.5 | kg/s | Chem - Stg | CENPRI
1052 |  |  |  | CON-CHE_1058 | Sealant, Gasket, Type 2, High Temp, 3oz. (85g) | 0 | 0 |  | tube/s | WH - Rm3 | CENPRI | Rack - H1
1053 | Manila |  |  | CON-CHE_1059 | Silica Gel, Blue | 296 | 18 | 364 | kg/s | WH - Rm3 | CENPRI | Rack - H1
1054 | Local |  |  | CON-CHE_1060 | Silica Gel, White | 175 | 0 | 350 | kg/s | WH - Rm3 | CENPRI | Rack - H1
1055 |  |  |  | CON-CHE_1061 | Sodium Powder | 0 | 1350 | 0 | grm/s | WH - Rm3 | CENPRI | Rack - H1
1056 | Manila |  |  | CON-CHE_1062 | TRAC 109, (Nitrite) | 153.025 | 495 | 317.82 | kg/s | Chem - Stg | CENPRI
1057 |  |  |  | CON-CHE_1063 | TRIACT 1800, (Condensate Treatment) | 0 | 135 |  | kg/s | Chem - Stg | CENPRI
1058 | Manila |  |  | CON-CHE_1064 | Uniliq Multicleaner, water based | 630 | 223 | 350 | ltr/s | Chem - Stg | CENPRI
1059 |  |  |  | CON-CHE_1065 | Water, Distilled, 1L | 18 | 0 | 25 | ltr/s
1060 |  |  |  | CON-CHE_1067 | Rugby, 350ml | 60.45 | 0 | 65 | bot/s | WH - Rm2 | CENPRI | Rack - E2
1061 |  |  |  | CON-CHE_1068 | Racumin, ready made | 77.4071 | 0 | 95 | pack/s | Chem - Stg | CENPRI
1062 |  |  |  | CON-CHE_1069 | Butane | 99.975 | 0 | 79.95 | can/s | Chem - Stg | CENPRI
1063 | Local |  |  | CON-CHE_1070 | Water, Distilled, 1 Quart | 10 | 12 | 10 | bot/s | WH - Rm3 | CENPRI | Rack - G2
1064 | Local |  |  | CON-CHE_1071 | Gloves, Nitrile | 198.75 | 0 | 265 | box/s | WH - Rm1 | CENPRI
1065 | Manila |  |  | CON-CHE_1072 | CHEM-AQUA 31155 (C777), 210LT/DM, APC, CA, Scale and Corrosion Inhibitor | 371.57 | 208 | 371.57 | ltr/s | Chem - Stg | CENPRI
1066 | Manila |  |  | CON-CHE_1073 | CBD-94 (456C), 210LT/DM, APC, CA | 306.78 | 130 | 312.49 | ltr/s | Chem - Stg | CENPRI
1067 | Manila |  |  | CON-CHE_1074 | MB-215 (043C), 210LT/DM, APC, CA | 324.0333 | 261 | 348.96 | ltr/s | Chem - Stg | CENPRI
1068 | Manila |  |  | CON-CHE_1075 | MB-60B (4615), 4KG/DM, APC, CA, Oxidizing Biocide | 4627.28 | 6 | 4627.28 | pack/s | Chem - Stg | CENPRI
1069 | Manila |  |  | CON-CHE_1076 | CHEM-AQUA 999 (0376), 20LT/DM, APC, CA | 393.68 | 0 | 393.68 | ltr/s | Chem - Stg | CENPRI
1070 | Local |  |  | CON-CHE_1077 | Form-in Place Sealant, Skintight Blue, 7 1/4 oz | 2393.72 | 0 | 2393.72 | bot/s | WH - Rm3 | CENPRI
1071 | Local |  |  | CON-CHE_1078 | Xylene Chemical | 1324 | 0 | 1324 | ltr/s | WH - Rm3 | CENPRI
1072 | Local |  |  | CON-CHE_1079 | Probe With Spatula | 50 | 0 | 50 | pc/s | WH - Rm3 | CENPRI
1073 | Local |  |  | CON-CHE_1080 | Mask, N95 | 89 | 0 | 160 | pc/s | WH - Rm3 | CENPRI
1074 | Local |  |  | CON-CHE_1081 | Degreaser, Heavy Duty, Griz Off | 444 | 0 | 444 | gal/s
1075 | Manila |  |  | CON-CHE_1082 | Biosolve Spill RX | 0 | 0 | 0 | bot/s |  | CENPRI
1076 | Manila |  |  | CON-CHE_1083 | Dispersant, Oil Spill, (Hydron 200, Zeakleen Bioremediator) | 3200 | 0 | 3200 | pail/s |  | CENPRI
1077 | Manila |  |  | CON-CHE_1084 | Boiling Chips, Part# VWR 26397-409, (8 oz/bot) | 680 | 1 | 680 | pack/s | WH - Rm3 | CENPRI | Rack - C3
1078 | Manila |  |  | CON-CHE_1085 | Tygon Tubing, Rubber, 1/4 x 3/32 x 50ft, amber, Primeline 034RA (per roll) | 2300 | 2 | 2300 | pc/s | WH - Rm3 | CENPRI | Rack - C1
1079 | Manila |  |  | CON-CHE_1086 | Stirring Rod, 7mm x 12", Pyrex | 38 | 1 | 38 | pc/s | WH - Rm3 | CENPRI | Rack - C1
1080 | Manila |  |  | CON-CHE_1087 | NALCO 3DT394, (3DT394 - Scale Inhibitor) | 596.64 | 211 | 596.64 | kg/s | Chem - Stg | CENPRI
1081 | Manila |  |  | CON-CHE_1088 | TBN Reagent C, AS-K13378-KW | 12795.05 | 0 | 12795.05 | pack/s
1082 | Manila |  |  | CON-CHE_1089 | Easyship Water in Oil Reagent Pack, Reagent A & 50pcs | 16690.94 | 0 | 16690.94 | pack/s
1083 |  |  |  | CON-CHE_1090 | Acid, Muriatic |  | 0 |  | gal/s | Chem - Stg | CENPRI
1084 | Manila |  |  | CON-CHE_1091 | CHEM-AQUA 777 (0424), 20LT/DM, APC, CA | 262.805 | 50 | 328.77 | ltr/s | Chem - Stg | CENPRI
1085 | Local |  |  | CON-CHE_1092 | Hydrochloric Acid (PH Cleaner) | 50 | 0 | 50 | ltr/s
1086 | Local |  |  | CON-CHE_1093 | Rugby, Contact Cement, Gal/4ltrs | 600 | 0 | 600 | gal/s
1087 | Manila |  |  | CON-CHE_1094 | Pump, Chemical, Plastic | 0 | 0 | 0 | pc/s | Chem - Stg | CENPRI
1088 | Local |  |  | CON-CHE_1095 | Battery Acid/Solution | 0 | 0 | 0 | ltr/s | WH - Rm3 | CENPRI | Rack - D1
1089 | Local |  |  | CON-CHE_1096 | Hydrochloric Acid (PH Cleaner), Gal | 200 | 0 | 200 | gal/s | Chem - Stg | CENPRI
1090 | Manila |  |  | CON-CHE_1097 | Cleaning Solution, For General Purpose, PN#:H17061L, 500ml | 1200 | 0 | 1200 | bot/s | WH - Rm3 | CENPRI | Rack - D1
1091 | Manila |  |  | CON-CHE_1098 | Electrode Storage Solution, PN#:H170300M, 230ml | 1300 | 0 | 1300 | bot/s | WH - Rm3 | CENPRI | Rack - D1
1092 | Manila |  |  | CON-CHE_1099 | pH 7.01 @ 25deg, C Calibration Buffer Sachet, (25pcs x 20ml), PN#:H170007P, | 2300 | 0 | 2300 | pack/s | WH - Rm3 | CENPRI | Rack - D1
1093 | Manila |  |  | CON-CHE_1100 | pH 10.01 @ 25 deg, C Calibration, Buffer Sachets, (25pcs x 20ml), PN#: H170010P | 2300 | 0 | 2300 | pack/s | WH - Rm3 | CENPRI | Rack - D1
1094 | Manila |  |  | CON-CHE_1101 | Silica Gel, White, Desiccant, Non-Woven, Weight/Pouch: 200 Grams, 25 Pouch/Box | 1762.5 | 1 | 1762.5 | box/s | WH - Rm3 | CENPRI | Rack - H1
1095 |  |  |  | CON-CON_1001 | Glass, Clear | 3.2083 | 46 | 7 | pc/s | WH - Rm3 | CENPRI | Rack - C4
1096 | Local |  |  | CON-CON_1002 | Glass, Lens, Clear, #10 | 1.5 | 0 | 4.5 | pc/s
1097 |  |  |  | CON-CON_1003 | Glass, Lens, Clear, 6mm x 50mm x110mm | 0 | 0 |  | pc/s
1098 |  |  |  | CON-CON_1004 | Glass, Lens, Dark, #10 | 8.2243 | 3 | 8 | pc/s | WH - Rm3 | CENPRI | Rack - C3
1099 |  |  |  | CON-CON_1005 | Glass, Lens, Dark, #12 | 0 | 0 |  | pc/s
1100 | Local |  |  | CON-CON_1006 | Blade, Hacksaw, 18tpi, HSS 300mm/12" | 39.3814 | 2 | 55 | pc/s
1101 | Local |  |  | CON-CON_1007 | Disc, Cutting, 12" | 52 | 4 | 156 | pc/s | WH - Rm3 | CENPRI | Rack - C1
1102 |  |  |  | CON-CON_1008 | Disc, Cutting, 4" x 3/32" x 5/8" | 67.5037 | 23 | 85.7 | pc/s | WH - Rm3 |  | Rack - C2
1103 | Local |  |  | CON-CON_1009 | Disc, Cutting, 7" | 78 | 0 | 156 | pc/s | WH - Rm3 | CENPRI | Rack - C2
1104 |  |  |  | CON-CON_1010 | Disc, Grinding, 4" x 1/4" x 5/8" | 58.6467 | 38 | 101.85 | pc/s | WH - Rm3 | CENPRI | Rack - C2
1105 |  |  |  | CON-CON_1011 | Drill Bit , 1-1/16", 25mm | 0 | 0 |  | pc/s
1106 |  |  |  | CON-CON_1013 | Drill Bit , Metal, 1/2", 12mm | 0 | 0 |  | pc/s
1107 |  |  |  | CON-CON_1014 | Drill Bit , 13/16", 20mm | 49.5 | 0 | 99 | pc/s
1108 |  |  |  | CON-CON_1015 | Drill Bit , 17/32", 13mm | 0 | 0 |  | pc/s
1109 | Local |  |  | CON-CON_1016 | Drill Bit , 5/16", 8mm | 94.675 | 0 | 189.35 | pc/s
1110 |  |  |  | CON-CON_1017 | Drill Bit, 1/16" - 1/2", HSS, Twist | 0 | 0 |  | set/s
1111 |  |  |  | CON-CON_1018 | Drill Bit, 13mm | 0 | 0 |  | pc/s
1112 |  |  |  | CON-CON_1019 | Drill Bit, Metal, Long Series, 3/4" | 0 | 0 |  | pc/s
1113 |  |  |  | CON-CON_1020 | Drill Bit, concrete, 26mm | 0 | 0 |  | pc/s
1114 |  |  |  | CON-CON_1021 | Drill Bit, Metal, Long Series, 1", 1/2" Reduced Parallel Shank | 0 | 0 |  | pc/s
1115 |  |  |  | CON-CON_1022 | Drill Bit, Metal, Long Series, 1/4" | 0 | 0 |  | pc/s
1116 |  |  |  | CON-CON_1023 | Drill Bit, Metal, Long Series, 1/8" | 17.5 | 0 | 35 | pc/s
1117 |  |  |  | CON-CON_1024 | Electrode, Tungsten, 2.4mm, WC20 | 0 | 0 |  | pc/s
1118 | Local |  |  | CON-CON_1025 | Electrode, Tungsten, 2.4mm, WT20 | 130 | 0 | 195 | pc/s
1119 |  |  |  | CON-CON_1026 | Electrode, Tungsten, 3.2mm, WT20 | 0 | 0 |  | pc/s
1120 |  |  |  | CON-CON_1027 | Electrode, Tungsten, 3.2mm x 175mm, WT20 | 0 | 152 |  | pc/s | WH - Rm3 | CENPRI | Rack - H3
1121 |  |  |  | CON-CON_1028 | Electrode, Welding, 1/8" x E6011 | 250.7489 | 2 | 99 | kg/s | WH - Rm3 | CENPRI | Rack - H4
1122 |  |  |  | CON-CON_1029 | Electrode, Welding, 1/8" x E6013 | 37.2792 | 20 | 95 | kg/s | WH - Rm3 | CENPRI | Rack - H4
1123 |  |  |  | CON-CON_1030 | Electrode, Welding, 1/8" x E7018 | 410.4 | 36 | 99 | kg/s | WH - Rm3 | CENPRI | Rack - H3
1124 |  |  |  | CON-CON_1031 | Electrode, Welding, SS 304, 2.4mm | 0 | 0 |  | kg/s
1125 | Local |  |  | CON-CON_1032 | Electrode, Welding, SS 308, 2.4mm | 106.6667 | 2 | 320 | kg/s | WH - Rm3 | CENPRI | Rack - H4
1126 | Local |  |  | CON-CON_1033 | Electrode, Welding, SS 308, 2.5mm | 160 | 0 | 320 | kg/s
1127 |  |  |  | CON-CON_1034 | Electrode, Welding, SS 308, 3.2mm | 0 | 0 |  | kg/s
1128 |  |  |  | CON-CON_1035 | Holder, Electrode, 300A | 210 | 0 | 305 | pc/s
1129 |  |  |  | CON-CON_1036 | Holder, Electrode, 500A | 175 | 0 | 350 | pc/s
1130 |  |  |  | CON-CON_1037 | Nails, Common, 1-1/2" | 27.915 | 0 | 56.75 | kg/s
1131 | Local |  |  | CON-CON_1038 | Nails, Common, 1" | 30.25 | 0 | 60.5 | kg/s
1132 |  |  |  | CON-CON_1039 | Nails, Common, 2-1/2" | 37.8767 | 2 | 61 | kg/s | WH - Rm3 | CENPRI | Rack - D4
1133 | Local |  |  | CON-CON_1040 | Nails, Common, 2" | 27.25 | 0 | 54.5 | kg/s
1134 |  |  |  | CON-CON_1041 | Nails, Common, 3-1/2" | 0 | 0 |  | kg/s
1135 | Local |  |  | CON-CON_1042 | Nails, Common, 3" | 36 | 0 | 52 | kg/s
1136 |  |  |  | CON-CON_1043 | Nails, Common, 4" | 24.99 | 0 | 50.5 | kg/s
1137 |  |  |  | CON-CON_1044 | Nails, Concrete, 2" | 0 | 0 |  | kg/s
1138 |  |  |  | CON-CON_1045 | Nails, Concrete, 4" | 0 | 0 |  | kg/s
1139 | Local |  |  | CON-CON_1046 | Nails, Finishing, 1-1/2" | 38 | 0 | 57 | kg/s
1140 |  |  |  | CON-CON_1047 | Nails, Finishing, 2-1/2" | 43 | 0 | 54 | kg/s
1141 |  |  |  | CON-CON_1048 | Nails, Finishing, 4" | 0 | 0 |  | kg/s
1142 |  |  |  | CON-CON_1049 | Nails, Umbrella, 2-1/2" | 0 | 21 |  | kg/s | WH - Rm3 | CENPRI | Rack - E3
1143 |  |  |  | CON-CON_1050 | Screw, Self-Drilling, 8mm x 2", (Tek Screw) | 280 | -1 | 350 | box/s
1144 |  |  |  | CON-CON_1051 | Stone, Grinding/ Mounted, Die Pencil, A-12 | 0 | 0 |  | pc/s
1145 |  |  |  | CON-CON_1052 | Stone, Grinding/ Mounted, Die Pencil, A-2 | 0 | 0 |  | pc/s
1146 |  |  |  | CON-CON_1053 | Stone, Grinding/ Mounted, Die Pencil, A-5 | 0 | 0 |  | pc/s
1147 | Manila |  |  | CON-CON_1054 | Stone, Honing, Grain Size: 46, Hardness: 3, RA: 3.0-5.0, 11373-20-14 | 581.415 | 96 | 1162.83 | pc/s | WH - Rm3 | CENPRI | Rack - H2
1148 |  |  |  | CON-CON_1055 | Stone, Honing, Grain Size: Fine, Hardness: Diamond Stone | 0 | 0 |  | pc/s
1149 |  |  |  | CON-CON_1056 | Stone, Sharpening, 109 "S" Combination, 6" x 2" x 1" | 0 | 0 |  | pc/s
1150 | Local |  |  | CON-CON_1057 | Stone, Sharpening, 109 "S" Combination, 6" x 2" x 1" | 22.5 | 0 | 45 | pc/s
1151 |  |  |  | CON-CON_1058 | Tie Wire, #14 | 0 | 0 |  | kg/s
1152 |  |  |  | CON-CON_1059 | Tie Wire, #16 | 49.7912 | 22 | 65 | kg/s
1153 |  |  |  | CON-CON_1060 | Tie Wire, #18 | 0 | 0 |  | kg/s
1154 | Local |  |  | CON-CON_1061 | Tie, Nylon, #150 | 88.8767 | 0 | 88.88 | pack/s
1155 |  |  |  | CON-CON_1062 | Trowel, Bricklaying, Flat/Rectangular, (Paleta) | 0 | 0 |  | pc/s
1156 |  |  |  | CON-CON_1063 | Trowel, Bricklaying, Pointed, (Paleta) | 0 | 0 |  | pc/s
1157 |  |  |  | CON-CON_1064 | Trowel, Plastering, (Rundela) | 0 | 0 |  | pc/s
1158 |  |  |  | CON-CON_1065 | Adhesive, Instant, 401 | 0 | 0 |  | pc/s
1159 |  |  |  | CON-CON_1066 | Adhesive, Instant, 495 | 247.5 | 0 | 495 | pc/s
1160 |  |  |  | CON-CON_1067 | Adhesive, Tile, 25kg | 0 | 2 |  | bag/s
1161 |  |  |  | CON-CON_1068 | Adhesive, Tile, 5kg | 0 | 0 |  | bag/s
1162 | Local |  |  | CON-CON_1069 | Brush, Cup, Crimped, M10 x 1.25mm, 3" | 49.75 | 0 | 99.5 | pc/s
1163 |  |  |  | CON-CON_1070 | Brush, Cup, Crimped, M10 x 1.50mm, 3" | 0 | 0 |  | pc/s
1164 | Local |  |  | CON-CON_1071 | Brush, Cup, Crimped, M14 x 2mm, 4" | 0 | 1 | 0 | pc/s
1165 |  |  |  | CON-CON_1072 | Brush, Cup, Crimped, M16 x 2mm, 4", Wire Size 0.50 | 0 | 3 |  | pc/s | WH - Rm3 | CENPRI | Rack - C2
1166 | Local |  |  | CON-CON_1073 | Brush, Cup, Crimped, M16 x 2mm, 4", Wire Size 0.30 | 0 | 4 | 0 | pc/s | WH - Rm3 | CENPRI | Rack - C2
1167 |  |  |  | CON-CON_1074 | Brush, Cup, Crimped, M16 x 2mm, 4", Wire Size: 100mm | 0 | 2 |  | pc/s | WH - Rm3 | CENPRI | Rack - C2
1168 |  |  |  | CON-CON_1075 | Brush, Cup, Crimped, M16 x 2mm, 4" | 0 | 1 |  | pc/s
1169 |  |  |  | CON-CON_1076 | Brush, Cup, Twisted, M10 x 1.25mm, 3" | 0 | 1 |  | pc/s | WH - Rm3 | CENPRI | Rack - C2
1170 |  |  |  | CON-CON_1077 | Brush, Cup, Twisted, M10 x 1.50mm, 3" | 0 | 1 |  | pc/s
1171 |  |  |  | CON-CON_1078 | Brush, Cup, Twisted, M12 x 2mm, 4" | 0 | 0 |  | pc/s
1172 |  |  |  | CON-CON_1079 | Brush, Cup, Twisted, M14 x 2mm, 4" | 37.5 | 4 | 150 | pc/s | WH - Rm3 | CENPRI | Rack - C2
1173 |  |  |  | CON-CON_1080 | Brush, Cup, Twisted, M16 x 2mm, 4" | 0 | 0 |  | pc/s | WH - Rm3 | CENPRI | Rack - C2
1174 |  |  |  | CON-CON_1081 | Brush, Paint, 1" | 11.5143 | 0 | 32 | pc/s
1175 |  |  |  | CON-CON_1082 | Brush, Paint, 2" | 13.774 | 7 | 12.5 | pc/s | WH - Rm3 | CENPRI | Rack - C4
1176 | Local |  |  | CON-CON_1083 | Brush, Paint, 3" | 13 | 0 | 0 | pc/s | WH - Rm3 | CENPRI | Rack - C4
1177 |  |  |  | CON-CON_1084 | Brush, Paint, 4" | 32.7875 | 1 | 46.75 | pc/s
1178 |  |  |  | CON-CON_1085 | Brush, Roller 4", w/ Handle | 29.8077 | 1 | 28 | pc/s
1179 |  |  |  | CON-CON_1086 | Brush, Roller 7", w/ Handle | 0 | 0 |  | pc/s
1180 |  |  |  | CON-CON_1087 | Brush, Roller, Refill, 4" | 17.3491 | 17 | 22 | pc/s | WH - Rm3 | CENPRI | Rack - C4
1181 |  |  |  | CON-CON_1088 | Chalkstone/ Soapstone | 2.5725 | 14 | 4 | pc/s | WH - Rm3 | CENPRI | Rack - C3
1182 |  |  |  | CON-CON_1089 | Coating, Water Proof | 0 | 2 |  | bag/s | WH - Rm3 | CENPRI | Rack - E2
1183 |  |  |  | CON-CON_1090 | Emery Cloth, # 100, Aluminum Oxide, TJ113 ( JB-5 ) | 0 | 0 |  | mtr/s
1184 |  |  |  | CON-CON_1091 | Emery Cloth, # 1000, Aluminum Oxide, TJ113 ( JB-5 ) | 0 | 0 |  | mtr/s
1185 |  |  |  | CON-CON_1092 | Emery Cloth, # 320, Aluminum Oxide, TJ113 ( JB-5 ) | 0 | 0 |  | mtr/s
1186 | Manila |  |  | CON-CON_1093 | Emery Cloth, # 600, Aluminum Oxide, TJ113 ( JB-5 ) | 52.4033 | 0 | 0 | mtr/s
1187 | Local |  |  | CON-CON_1094 | Filler Rod, Bronze, 1/8" | 156 | 2 | 590 | kg/s | WH - Rm3 | CENPRI | Rack - H3
1188 |  |  |  | CON-CON_1095 | Filler Rod, Carbon Steel 2.4mm | 0 | 5 |  | kg/s
1189 |  |  |  | CON-CON_1096 | Filler Rod, Stainless Steel 308L, 1.6mm | 0 | 2 |  | kg/s
1190 | Local |  |  | CON-CON_1097 | Glue, Wood, 250g, (Stickwel) | 28.6667 | 0 | 37 | pc/s
1191 |  |  |  | CON-CON_1098 | Knife, Putty, 125mm | 0 | 0 |  | pc/s
1192 |  |  |  | CON-CON_1099 | Neutralizer, Concrete/Masonry, 4L/gal | 0 | 0 |  | gal/s
1193 |  |  |  | CON-CON_1100 | Neutralizer, Concrete/Masonry, 4L/gal | 0 | 1 |  | gal/s | WH - Rm3 | CENPRI | Rack - E2
1194 | Local |  |  | CON-CON_1101 | Paint and Varnish Remover, 4L/Gal | 458.3033 | 0 | 475 | gal/s
1195 |  |  |  | CON-CON_1102 | Paint, Spray, Quick Drying, Gem Green, 400cc | 0 | 0 |  | can/s
1196 |  |  |  | CON-CON_1103 | Paint, Spray, Quick Drying, Red, 400cc | 0 | 0 |  | can/s
1197 | Local |  |  | CON-CON_1104 | Paint, Spray, Quick Drying, Medium Yellow, 400cc | 50 | 0 | 100 | can/s
1198 |  |  |  | CON-CON_1105 | Paint, Aluminum | 0 | 0 |  | can/s
1199 | Local |  |  | CON-CON_1106 | Paint, Enamel, Black | 93.75 | 0 | 120 | ltr/s
1200 |  |  |  | CON-CON_1107 | Paint, Enamel, Blue | 0 | 0 |  | ltr/s
1201 | Local |  |  | CON-CON_1108 | Paint, Enamel, Green | 100.3333 | 0 | 134 | ltr/s
1202 |  |  |  | CON-CON_1109 | Paint, Enamel, Green | 0 | 0 |  | tube/s
1203 |  |  |  | CON-CON_1110 | Paint, Enamel, Off White | 0 | 0 |  | gal/s
1204 | Local |  |  | CON-CON_1111 | Paint, Enamel, Red | 54 | 0 | 0 | ltr/s
1205 | Local |  |  | CON-CON_1112 | Paint, Enamel, Red | 0 | 0 | 0 | can/s
1206 |  |  |  | CON-CON_1113 | Paint, Enamel, Yellow | 0 | 0 |  | gal/s
1207 |  |  |  | CON-CON_1114 | Paint, Heat Resistant, up to 1200deg F, Aluminum | 1880.625 | 0 | 3009 | gal/s | WH - Rm3 | CENPRI | Rack - G1
1208 |  |  |  | CON-CON_1115 | Paint, Heat Resistant, up to 300deg. C, Aluminum | 0 | 0 |  | ltr/s
1209 |  |  |  | CON-CON_1116 | Paint, Heat Resistant, up to 600deg. C, Aluminum | 0 | 0 |  | ltr/s
1210 |  |  |  | CON-CON_1117 | Paint, Masonry, Latex, Flat White | 0 | 0 |  | ltr/s
1211 |  |  |  | CON-CON_1118 | Paint, Oil Wood Stain, Maple | 0 | 0 |  | ltr/s
1212 |  |  |  | CON-CON_1119 | Paint, Permacoat, Latex, Semi Gloss, B7430 | 0 | 0 |  | ltr/s
1213 |  |  |  | CON-CON_1120 | Paint, Epoxy Catalyst, 1L | 0 | 0 |  | ltr/s | WH - Rm3 | CENPRI | Rack - E2
1214 |  |  |  | CON-CON_1121 | Paint, Primer, Epoxy, Gray, With Catalyst, 4L/gal | 487.75 | 0 | 580 | gal/s | WH - Rm3 | CENPRI | Rack - E2
1215 | Local |  |  | CON-CON_1122 | Paint, Primer, Metal, Red Oxide, 4L/gal | 181.25 | 0 | 377 | gal/s
1216 |  |  |  | CON-CON_1123 | Rivets, Blind, Aluminum, 1/8" x 1/2" | 94 | 3 | 0 | box/s | WH - Rm3 | CENPRI | Rack - C4
1217 |  |  |  | CON-CON_1124 | Rivets, Blind, Aluminum, 1/8" x 3/4" | 158.125 | 0 | 190 | box/s | WH - Rm3 | CENPRI | Rack - C4
1218 |  |  |  | CON-CON_1125 | Roof Guard, Baguio Green | 379.3333 | 0 | 569 | gal/s
1219 |  |  |  | CON-CON_1126 | Rope, Nylon, #300 | 206.6667 | 0 | 310 | roll/s
1220 |  |  |  | CON-CON_1127 | Rust Converter, 4L/gal | 610.7857 | 0 | 371 | gal/s
1221 | Local |  |  | CON-CON_1128 | Sandpaper, G100 | 7 | 0 | 14 | sht/s
1222 | Local |  |  | CON-CON_1129 | Sandpaper, G1000 | 8.8 | 26 | 11 | sht/s | WH - Rm3 | CENPRI | Rack - H1
1223 | Local |  |  | CON-CON_1130 | Sandpaper, G120 | 8.9929 | 55 | 14 | sht/s | WH - Rm3 | CENPRI | Rack - H1
1224 | Local |  |  | CON-CON_1131 | Sandpaper, G150 | 6.6667 | 7 | 10 | sht/s | WH - Rm3 | CENPRI | Rack - H1
1225 |  |  |  | CON-CON_1132 | Sandpaper, G250 | 0 | 0 |  | sht/s
1226 | Local |  |  | CON-CON_1133 | Sandpaper, G320 | 5 | 7 | 10 | sht/s
1227 |  |  |  | CON-CON_1134 | Sandpaper, G320, 12" x 50m, Red | 0 | 0 |  | sht/s
1228 |  |  |  | CON-CON_1135 | Sandpaper, G360 | 0 | 0 |  | sht/s
1229 | Local |  |  | CON-CON_1136 | Sandpaper, G600 | 6.75 | 49 | 10 | sht/s | WH - Rm3 | CENPRI | Rack - H1
1230 |  |  |  | CON-CON_1137 | Sandpaper, G600, 12" x 50yds, Red | 0 | 0 |  | roll/s | WH - Rm3 | CENPRI | Rack - H1
1231 |  |  |  | CON-CON_1138 | Sandpaper, G80 | 22.4275 | 5 | 11 | sht/s | WH - Rm3 | CENPRI | Rack - H1
1232 | Local |  |  | CON-CON_1139 | Sandpaper, G800, (Wet or Dry 518) | 5 | 0 | 10 | sht/s
1233 | Local |  |  | CON-CON_1140 | Scraper, Industrial | 7.5 | 0 | 16 | pc/s
1234 |  |  |  | CON-CON_1141 | Sealant, Roof | 1365.4 | 0 | 1655 | gal/s | WH - Rm3 | CENPRI | Rack - G1
1235 |  |  |  | CON-CON_1142 | Sealant, Silicon | 98.0413 | 10 | 125 | tube/s
1236 |  |  |  | CON-CON_1143 | Sealer, Sanding, Lacquer | 94.75 | 0 | 149 | ltr/s
1237 | Local |  |  | CON-CON_1144 | Stikwel | 27 | 0 | 36.5 | pack/s
1238 | Local |  |  | CON-CON_1145 | Tape, Polytetrafluroethlyne (PTFE), Industrial, 1/2" (Teflon) | 14.5 | 0 | 15 | roll/s
1239 | Local |  |  | CON-CON_1146 | Tape, Polytetrafluroethlyne (PTFE), Industrial, 3/4" (Teflon) | 16.0556 | 1 | 15 | roll/s | WH - Rm3 | CENPRI | Rack - D2
1240 |  |  |  | CON-CON_1147 | Thinner, Acrylic, 4L/Gal | 288.2825 | 2 | 410 | gal/s | WH - Rm3 | CENPRI | Rack - G1
1241 |  |  |  | CON-CON_1148 | Thinner, Lacquer | 194.1031 | -0.5 | 260 | gal/s | WH - Rm3 | CENPRI | Rack - E1
1242 | Local |  |  | CON-CON_1149 | Thinner, Paint | 32.5 | 0 | 65 | ltr/s | WH - Rm3 | CENPRI | Rack - E1
1243 | Local |  |  | CON-CON_1150 | Tig, Ceramic Cap, # 7 | 0 | 12 | 0 | pc/s | WH - Rm3 | CENPRI | Rack - F3
1244 | Local |  |  | CON-CON_1151 | Tig, Ceramic Cap, #8 | 0 | 11 | 0 | pc/s | WH - Rm3 | CENPRI | Rack - F3
1245 | Local |  |  | CON-CON_1152 | Tig, Collet Body, 2.4mm | 0 | 8 | 0 | pc/s | WH - Rm3 | CENPRI | Rack - F3
1246 |  |  |  | CON-CON_1153 | Tig, Collet Body, 3.2mm | 0 | 0 |  | pc/s | WH - Rm3 | CENPRI | Rack - F3
1247 | Local |  |  | CON-CON_1154 | Tig, Collet Tube, 2.4mm | 0 | 6 | 0 | pc/s | WH - Rm3 | CENPRI | Rack - F3
1248 | Local |  |  | CON-CON_1155 | Tig, Collet Tube, 3.2mm | 0 | 0 | 0 | pc/s | WH - Rm3 | CENPRI | Rack - F3
1249 | Local |  |  | CON-CON_1156 | Tig, Long Back Cap | 0 | 8 | 0 | pc/s | WH - Rm3 | CENPRI | Rack - F3
1250 |  |  |  | CON-CON_1157 | Tig, Short Back Cap | 0 | 7 |  | pc/s | WH - Rm3 | CENPRI | Rack - F3
1251 |  |  |  | CON-CON_1158 | Tox, Plastic, # 10 | 0 | 0 |  | pc/s
1252 | Local |  |  | CON-CON_1159 | Tox, Plastic, # 4 | 0.25 | 0 | 0.5 | pc/s
1253 |  |  |  | CON-CON_1160 | Tox, Plastic, # 5 | 0 | 0 |  | pc/s
1254 | Local |  |  | CON-CON_1161 | Tox, Plastic, # 6 | 0.16667 | 0 | 0 | pc/s
1255 | Local |  |  | CON-CON_1162 | Tox, Plastic, # 7 | 0.625 | 0 | 1.25 | pc/s
1256 | Local |  |  | CON-CON_1163 | Tox, Plastic, # 8 | 0.66667 | 0 | 1 | pc/s
1257 |  |  |  | CON-CON_1164 | Tray, Paint | 0 | 0 |  | pc/s
1258 |  |  |  | CON-CON_1165 | Varnish Remover | 0 | 0 |  | gal/s
1259 |  |  |  | CON-CON_1166 | Welding Cutting Tip, 2 | 0 | 0 |  | pc/s
1260 |  |  |  | CON-CON_1167 | Welding Cutting Tip, 3 | 305.3333 | 0 | 550 | pc/s
1261 |  |  |  | CON-CON_1168 | Welding Cutting Tip, 5 | 0 | 0 |  | pc/s
1262 |  |  |  | CON-CON_1169 | Welding Cutting Tip, 7 | 0 | 0 |  | pc/s
1263 | Local |  |  | CON-CON_1170 | Wheel, Cutting,Diamond, Thin Cut, 1.2mm x 20mm x 4" | 147.3333 | 0 | 182 | pc/s
1264 | Local |  |  | CON-CON_1171 | Wheel, Cutting,Diamond, 1.8mm x 20mm x 4" | 86.6667 | 3 | 260 | pc/s | WH - Rm3 | CENPRI | Rack - C2
1265 |  |  |  | CON-CON_1172 | Wheel, Grinding, 200mm x 13mm x 32mm, White, Grain Size: 60/meduim, (for Spindle) | 0 | 0 |  | pc/s
1266 |  |  |  | CON-CON_1173 | Wheel, Grinding, 25mm x 16mm x 16mm, White, Grain Size: 54/60/meduim, (for Valve Seat ) | 0 | 0 |  | pc/s
1267 |  |  |  | CON-CON_1174 | Wheel, Grinding, Diamond Cup, 100mm x 4", (for Concrete) | 0 | 10 |  | pc/s | WH - Rm3 | CENPRI | Rack - C2
1268 |  |  |  | CON-CON_1175 | Wheel, Grinding, 6mm x 5/8" x 1/2", Green, Fine Grit, (for Bench Grinder) | 0 | 0 |  | pc/s
1269 |  |  |  | CON-CON_1176 | Wheel, Grinding, 6mm x 5/8" x 1/2", Green, Medium Grit, (for Bench Grinder) | 0 | 0 |  | pc/s
1270 |  |  |  | CON-CON_1177 | Wheel, Grinding, 7", (for Concrete) | 0 | 0 |  | pc/s
1271 |  |  |  | CON-CON_1178 | Sandpaper, G100 | 18 | 0 | 18 | sht/s | WH - Rm3 |  |  | Rack - B2
1272 |  |  |  | CON-CON_1180 | Paint, Oil Wood Stain, Oak | 102.5 | 0 | 102.5 | ltr/s | WH - Rm3 | CENPRI
1273 |  |  |  | CON-CON_1181 | Lacquer, Clear Gloss | 138.75 | 0 | 138.75 | ltr/s | WH - Rm3 | CENPRI
1274 |  |  |  | CON-CON_1182 | Compound, Patching | 29 | 0 | 27 | kg/s | WH - Rm3 | CENPRI
1275 |  |  |  | CON-CON_1184 | Paint, Epoxy Enamel, Emerald Green | 915 | 0 | 915 | gal/s | WH - Rm3 | CENPRI | Rack - G1
1276 |  |  |  | CON-CON_1185 | Paint, Epoxy Enamel, Ultramarine Blue | 998 | 0 | 998 | gal/s | WH - Rm3 | CENPRI | Rack - G1
1277 |  |  |  | CON-CON_1186 | Solvent, PVC, 500 C | 18 | 0 | 36 | can/s |  | CENPRI
1278 |  |  |  | CON-CON_1187 | Paint, Enamel, Yellow, Liters | 163 | 0 | 163 | ltr/s | WH - Rm3 | CENPRI | Rack - G1
1279 |  |  |  | CON-CON_1188 | Paint, Enamel, Aluminum | 365.3333 | 1 | 535 | gal/s | WH - Rm3 | CENPRI | Rack - G1
1280 |  |  |  | CON-CON_1189 | Paint, Enamel, Aluminum, Liters |  | 0 |  | ltr/s | WH - Rm3 | CENPRI | Rack - G1
1281 |  |  |  | CON-CON_1190 | Welding Cutting Tip, 1 | 392.2 | 0 | 550 | pc/s | WH - Rm3 | CENPRI | Rack - A3
1282 |  |  |  | CON-CON_1191 | Rockwool Blanket , With Wire Mesh, 2" Thick x 0.6 meter x 5 meters, | 1697.5 | 0 | 1800 | roll/s | WH - Sec 2 | CENPRI
1283 |  |  |  | CON-CON_1193 | Disc, Cutting, 14" | 114.5 | 2 | 192 | pc/s | WH - Rm3 | CENPRI | Rack - F2
1284 |  |  |  | CON-CON_1194 | Rope, Nylon, 15mm | 29 | 0 | 29 | mtr/s | WH - Rm3 | CENPRI | Rack - F3
1285 |  |  |  | CON-CON_1195 | Sandpaper, G180 | 18.25 | 5 | 10 | sht/s | WH - Rm3 | CENPRI | Rack - D2
1286 |  |  |  | CON-CON_1196 | Hose, Twin, Cutting Outfit | 110 | 0 | 110 | mtr/s | WH - Rm3 | CENPRI
1287 |  |  |  | CON-CON_1197 | Paint, Epoxy Enamel, w/ Catalyst, Caterpillar Yellow | 892.3333 | 0 | 915 | gal/s | WH - Rm3 | CENPRI | Rack - G1
1288 |  |  |  | CON-CON_1198 | Cutting Tip Cleaner | 150 | 0 | 150 | set/s | WH - Rm3 | CENPRI | Rack - D2
1289 |  |  |  | CON-CON_1199 | Disc, Grinding, 7" x 1/4" x 7/8" | 84 | 34 | 168 | pc/s | WH - Rm3 | CENPRI | Rack - E2
1290 |  |  |  | CON-CON_1200 | Lumber, Good, S4S, 2" x 8" x 3 | 0 | 0 |  | pc/s
1291 |  |  |  | CON-CON_1201 | Lumber, Coco, 2" x 2" x 10 ft | 81.5 | 0 | 80 | lgth/s | WH - Bldg. | CENPRI
1292 |  |  |  | CON-CON_1202 | Rivets, Long Blind, Aluminum, 1/8" x 1/2" | 183.3333 | 10 | 190 | box/s | WH - Rm3 | CENPRI | Rack - G2
1293 | Local |  |  | CON-CON_1203 | Lumber, Coco, 2" x 4" x 10 ft | 166 | 0 | 166 | lgth/s | WH - Bldg. | CENPRI
1294 | Local |  |  | CON-CON_1204 | Rope, Nylon, 3/4" | 38 | 0 | 38 | mtr/s | WH - Rm3 | CENPRI
1295 | Local |  |  | CON-CON_1205 | Disc, Pencil Grinding, Cone Type, Ceramic, 1" dia x 3/8", | 31.5 | 0 | 31.5 | pc/s | WH - Rm3 | CENPRI
1296 | Local |  |  | CON-CON_1206 | Paint, Orange | 100 | 0 | 100 | can/s | WH - Rm3 | CENPRI
1297 | Local |  |  | CON-CON_1210 | Tile, Floor, Biege, 8" x 8" | 20 | 0 | 20 | pc/s | WH - Rm3 | CENPRI
1298 | Local |  |  | CON-CON_1211 | Strainer, Floor Drain, 4" | 75 | 0 | 65 | pc/s | WH - Rm3 | CENPRI | Rack - A4
1299 | Manila |  |  | CON-CON_1212 | Drill Bit, Metal, Tapered Shank, 22 mm | 2384 | 0 | 2384 | pc/s | WH - Rm3 | CENPRI | Rack - E1
1300 | Local |  |  | CON-CON_1213 | Solvent, PVC, 100 C | 31 | 0 | 33 | can/s | WH - Rm3 | CENPRI
1301 | Local |  |  | CON-CON_1214 | Tie Wire, 3/16, Gauge 8, 4 mm | 62.7 | 0 | 62.7 | kg/s | WH - Rm3 | CENPRI
1302 | Manila |  |  | CON-CON_1215 | Rockwool Blanket , With Wire Mesh, 4" Thick, Size: 100mm T x 600mm W x 2.5 Meter L, Density : 60 kgs / cubic, 121 Square Meter is Equivalent To 81 Rolls | 2136.4 | 38 | 2136.4 | roll/s | WH - Bldg. | CENPRI
1303 | Local |  |  | CON-CON_1216 | Drill Bit, 3/16 Inch Diameter | 71.9 | 0 | 56 | pc/s | WH - Rm3 | CENPRI | Rack - E2
1304 | Local |  |  | CON-CON_1217 | Rivets, Blind, 3/16 Inch Diameter x 1/2 Inch | 475 | 0 | 475 | box/s | WH - Rm3 | CENPRI
1305 | Local |  |  | CON-CON_1218 | Paint, Epoxy Enamel Top Coat, International Red | 988 | 0 | 863 | gal/s | WH - Rm3 | CENPRI
1306 | Local |  |  | CON-CON_1219 | Paint, Epoxy Enamel Top Coat, White | 1010 | 0 | 1050 | gal/s | WH - Rm3 | CENPRI
1307 | Local |  |  | CON-CON_1220 | Valve, Brass, Shower, 1/2" | 300 | 1 | 300 | pc/s | WH - Rm3 | CENPRI | Rack - C3
1308 | Local |  |  | CON-CON_1221 | Shower Head | 380 | 1 | 380 | set/s | WH - Rm3 | CENPRI | Rack - C3
1309 | Local |  |  | CON-CON_1222 | Paint, Epoxy Enamel, Battleship Gray | 932 | 2 | 915 | gal/s | WH - Rm3 | CENPRI | Rack - E2
1310 | Local |  |  | CON-CON_1223 | Drill Bit, Metal, 14mm | 1235 | 0 | 1235 | pc/s | WH - Rm3 | CENPRI
1311 | Local |  |  | CON-CON_1224 | Faucet, Urinal | 1180 | 0 | 1180 | pc/s | WH - Rm3 | CENPRI | Rack - C3
1312 | Local |  |  | CON-CON_1225 | Valve, Angle, 1/2" x 1/2" | 152 | 0 | 152 | pc/s | WH - Rm3 | CENPRI
1313 | Local |  |  | CON-CON_1226 | Hose, Flexible, 1/2" x 1/2" x 16" | 166.125 | 4 | 119.75 | pc/s | WH - Rm3 | CENPRI | Rack - D2
1314 | Local |  |  | CON-CON_1227 | Faucet, Tap Water | 216 | 0 | 216 | pc/s | WH - Rm3 | CENPRI
1315 | Local |  |  | CON-CON_1228 | Filler Rod, Silver | 18 | 0 | 18 | pc/s | WH - Rm3 | CENPRI
1316 | Local |  |  | CON-CON_1229 | Screw, Metal, 1/4" | 0.81 | 0 | 0.81 | pc/s | WH - Rm3 | CENPRI
1317 | Local |  |  | CON-CON_1230 | Screw, Metal , 6mm x 1" | 0.5 | 0 | 0.5 | pc/s | WH - Rm3 | CENPRI
1318 | Local |  |  | CON-CON_1231 | Drill Bit, Masonry, 1/4" | 58.3333 | 0 | 41 | pc/s | WH - Rm3 | CENPRI
1319 | Local |  |  | CON-CON_1232 | Drill Bit, Masonry, 3/16" | 88 | 0 | 88 | pc/s | WH - Rm3 | CENPRI
1320 | Local |  |  | CON-CON_1233 | Screw, Metal, 10mm x 1/2" | 1.5 | 0 | 1.5 | pc/s | WH - Rm3 | CENPRI
1321 | Local |  |  | CON-CON_1234 | Rivets, Blind, Aluminum, 5/32" x 1/2" | 280 | 0 | 260 | box/s | WH - Rm3 | CENPRI
1322 | Local |  |  | CON-CON_1235 | Drill Bit, 5/32" | 44.5833 | 0 | 46 | pc/s | WH - Rm3 | CENPRI
1323 | Local |  |  | CON-CON_1236 | Paint, Spray, Quick Drying, Orange, 400cc | 100 | 0 | 100 | can/s | WH - Rm1 | CENPRI
1324 | Local |  |  | CON-CON_1237 | Screw, Metal, 10mm x 1-1/2" | 1.5 | 0 | 1.5 | pc/s | WH - Rm3 | CENPRI
1325 | Local |  |  | CON-CON_1238 | Rope, Nylon, 1/2" | 18.83 | 0 | 18.83 | mtr/s | WH - Rm3 | CENPRI
1326 | Local |  |  | CON-CON_1239 | Nail, U | 100 | 0 | 100 | kg/s | WH - Rm3 | CENPRI
1327 | Local |  |  | CON-CON_1240 | Tie, Nylon, #20 | 70.8 | 1 | 70.8 | pack/s | WH - Rm3 | CENPRI | Rack - C3
1328 | Local |  |  | CON-CON_1241 | Lumber, Coco, 2" x 3" x 10 ft | 60 | 0 | 120 | lgth/s | WH - Bldg. | CENPRI
1329 | Local |  |  | CON-CON_1242 | Paint, Enamel, Crystal Blue, 1 Liter | 135 | 0 | 135 | ltr/s | WH - Rm3 | CENPRI
1330 | Local |  |  | CON-CON_1243 | Paint, Enamel, Uni-Nile Green, 1 Liter | 135 | 0 | 135 | ltr/s | WH - Rm3 | CENPRI
1331 | Local |  |  | CON-CON_1244 | Paint, Enamel, International Red, 1 Liter | 141 | 0 | 141 | ltr/s | WH - Rm3 | CENPRI
1332 | Local |  |  | CON-CON_1245 | Paint, Enamel, Lemon Yellow, 1 Liter | 150 | 0 | 150 | ltr/s | WH - Rm3 | CENPRI
1333 | Local |  |  | CON-CON_1246 | Paint, Enamel, Beige, 1 Liter | 140.5 | 0 | 140 | ltr/s | WH - Rm3 | CENPRI
1334 | Local |  |  | CON-CON_1247 | Thinner, Paint, 350cc | 23.5 | 2 | 31 | bot/s | WH - Rm3 | CENPRI
1335 | Local |  |  | CON-CON_1248 | Screw, Self-Drilling, 8mm x 2", (Tek Screw) / pcs | 0.9625 | 549 | 1.1 | pc/s | WH - Rm3 | CENPRI | Rack - C4
1336 | Local |  |  | CON-CON_1249 | Brush, Circular Wire Wheel, 6" | 192 | 0 | 204 | pc/s | WH - Rm3 | CENPRI | Rack - C3
1337 | Local |  |  | CON-CON_1250 | Rivets, Blind, Aluminum, 5/32" x 3/4" | 296.25 | 0 | 380 | box/s | WH - Rm3 | CENPRI
1338 | Local |  |  | CON-CON_1251 | Screw with Tox Plastic ( as per sample ) | 9.765 | 0 | 18 | set/s | WH - Rm3 | CENPRI
1339 | Local |  |  | CON-CON_1252 | Sealant, Roof, Pouch, 75ml | 54.5 | 5 | 53 | pack/s | WH - Rm3 | CENPRI
1340 | Local |  |  | CON-CON_1253 | Metal Polish | 155 | 0 | 175 | can/s | WH - Rm1 | CENPRI
1341 | Local |  |  | CON-CON_1254 | Paint, Chlorinated Rubber Based Reflectorized For Traffic, White | 1097 | 0 | 1097 | gal/s | WH - Rm3 | CENPRI
1342 | Local |  |  | CON-CON_1255 | Paint, Chlorinated Rubber Based Reflectorized For Traffic, Yellow | 1148 | 0 | 1148 | gal/s | WH - Rm3 | CENPRI
1343 | Local |  |  | CON-CON_1256 | Thinner / Reducer, Chlorinated, 42 | 505 | 0 | 505 | gal/s | WH - Rm3 | CENPRI
1344 | Local |  |  | CON-CON_1257 | Paint, Primer, Epoxy, Gray, With Catalyst, Liters | 180 | 0 | 180 | ltr/s | WH - Rm3 | CENPRI
1345 | Local |  |  | CON-CON_1258 | Sealant, Roof, Liters | 468 | 0 | 468 | ltr/s | WH - Rm3 | CENPRI
1346 | Local |  |  | CON-CON_1259 | Disc, Cutting, Super Thin, 4" x 0.040" x 5/8" | 19.4429 | 0 | 27.6 | pc/s | WH - Rm3 | CENPRI
1347 | Local |  |  | CON-CON_1260 | Plywood, Ordinary, Marine, 3/4" x 4 x 8 | 1055 | 0 | 1055 | sht/s | WH - Rm3 | CENPRI
1348 |  |  |  | CON-CON_1261 | Paint, Primer, Metal, Gray, 4L/gal |  | 0 |  | gal/s | WH - Rm3 | CENPRI
1349 | Local |  |  | CON-CON_1262 | Bushing, BI, 1-1/2" x 3/4", Threaded | 0 | 0 | 0 | pc/s |  | CENPRI
1350 | Local |  |  | CON-CON_1263 | Tee, Coupling, BI, Threaded, S-40, 1-1/2" | 0 | 0 | 0 | pc/s
1351 | Local |  |  | CON-CON_1264 | Screw, (for hardiflex) | 1 | 0 | 1 | pc/s
1352 | Local |  |  | CON-CON_1265 | Bolt, Full Thread, 5/32" x 1-5/8" | 10 | 0 | 10 | pc/s
1353 | Local |  |  | CON-CON_1266 | Disc, Cutting, 4" x 1/4" x 5/8" | 44.9433 | 0 | 26.5 | pc/s | WH - Rm3 | CENPRI
1354 | Local |  |  | CON-CON_1267 | Plywood, Ordinary, Marine, 1/4" x 4 x 8 | 290 | 0 | 290 | sht/s
1355 |  |  |  | CON-CON_1268 | Paint, Epoxy Enamel Top Coat, Off White |  | 0 |  | gal/s
1356 | Local |  |  | CON-CON_1269 | Bushing, BI, 1/2" x 3/4", Threaded | 0 | 0 | 0 | pc/s
1357 | Local |  |  | CON-CON_1270 | Lumber, Good, Mahogany, S4S, 2" x 8" x 2ft | 186.5 | 0 | 173 | lgth/s
1358 | Local |  |  | CON-CON_1271 | Paint, Lead, Red | 350 | 0 | 350 | gal/s | WH - Rm3 | CENPRI
1359 | Local |  |  | CON-CON_1272 | Paint, Enamel, Dark Green | 447.5 | 0 | 447.5 | gal/s
1360 | Local |  |  | CON-CON_1273 | Paint, Spray, Quick Drying, Black, 400cc | 120 | 0 | 120 | can/s | WH - Rm3 | CENPRI
1361 | Local |  |  | CON-CON_1274 | Rod, Bronze, 1/8" | 580 | 0 | 580 | kg/s
1362 | Local |  |  | CON-CON_1275 | Lumber, Good, Mahogany, 2" x 3" x 10 ft | 250 | 0 | 250 | lgth/s | WH - Bldg. | CENPRI
1363 | Local |  |  | CON-CON_1276 | Nails, Finishing, 1" | 60.5 | 0 | 61 | kg/s
1364 | Local |  |  | CON-CON_1277 | Flo, Lacquer | 159 | 0 | 159 | ltr/s
1365 | Local |  |  | CON-CON_1278 | Plyboard, 3/4" x 4ft x 8ft | 1056.6667 | 0 | 940 | sht/s
1366 | Local |  |  | CON-CON_1279 | Paint, Lacquer, Orange Blaze | 870 | 2 | 880 | gal/s | WH - Rm3 | CENPRI | Rack - E2
1367 | Local |  |  | CON-CON_1280 | Paint, Latex, White, Gloss | 540 | 0 | 540 | gal/s
1368 | Local |  |  | CON-CON_1281 | Bolt, 3/16 x 1/2 | 0.55 | 0 | 0.55 | pc/s
1369 | Local |  |  | CON-CON_1282 | Wool, Steel | 10 | 0 | 10 | pc/s | WH - Rm3 | CENPRI
1370 | Local |  |  | CON-CON_1283 | Washer, Plain, 3/16 | 0.4 | 0 | 0.4 | pc/s
1371 | Local |  |  | CON-CON_1284 | Plywood, Marine, 18mm x 4ft x 8ft | 1297.5 | 0 | 1150 | sht/s
1372 | Local |  |  | CON-CON_1285 | Paint, Enamel, Apple Green | 525 | 0 | 525 | gal/s
1373 | Local |  |  | CON-CON_1286 | Drill Bit, Metal, 14.2875mm (9/16") | 1312 | 0 | 1312 | pc/s
1374 | Local |  |  | CON-CON_1287 | Drill Bit, Masonry, 1/2" (12mm) | 139.75 | 0 | 91 | pc/s
1375 | Local |  |  | CON-CON_1288 | Drill Bit, Masonry, 3/8" | 75 | 0 | 75 | pc/s
1376 | Local |  |  | CON-CON_1289 | Rope, Nylon, 6mm | 4 | 0 | 4 | mtr/s
1377 | Local |  |  | CON-CON_1290 | Drill Bit , 1/16" / (1.5875mm) | 25 | 0 | 25 | pc/s
1378 | Local |  |  | CON-CON_1291 | Stone, Grinding/ Mounted, Die Pencil, B-41 | 30 | 0 | 30 | pc/s
1379 | Local |  |  | CON-CON_1292 | Paint, Spray, Quick Drying, Apple Green, 400cc | 100 | 0 | 100 | can/s | WH - Rm3 | CENPRI
1380 | Local |  |  | CON-CON_1293 | Sealant, Roof, Water Stop 200ml | 375 | 0 | 375 | can/s
1381 | Local |  |  | CON-CON_1294 | Paint, Rubberized, Latex, Whipple Blue | 515 | 0 | 515 | gal/s | WH - Rm3 | CENPRI
1382 | Local |  |  | CON-CON_1295 | Lumber, Good, S4S, 2" x 2" x 10 ft | 184.175 | 0 | 183.35 | lgth/s | WH - Bldg. | CENPRI
1383 | Local |  |  | CON-CON_1296 | Lumber, Good, S4S, 1" x 4" x 10 ft | 210 | 0 | 210 | lgth/s | WH - Bldg. | CENPRI
1384 | Local |  |  | CON-CON_1297 | Lumber, Good, S4S, 1" x 2" x 10 ft | 93 | 0 | 93 | lgth/s | WH - Bldg. | CENPRI
1385 | Local |  |  | CON-CON_1298 | Paint, Oil Wood Stain, Walnut | 112 | 0 | 112 | ltr/s | WH - Rm3 | CENPRI
1386 | Local |  |  | CON-CON_1299 | Thinner, Lacquer, bot, 300ml | 32 | 0 | 32 | bot/s
1387 | Local |  |  | CON-CON_1300 | Screw, Self-Drilling, 8mm x 1", (Tek Screw) / pcs | 1.5 | 0 | 1.5 | pc/s
1388 | Local |  |  | CON-CON_1301 | Screw, Self-Drilling, 8mm x 1-1/2", (Tek Screw) / pcs | 1.5 | 0 | 1.5 | pc/s
1389 | Local |  |  | CON-CON_1302 | Tingting Color, Lamp Black in Oil, 80ml | 43 | 0 | 43 | can/s
1390 | Local |  |  | CON-CON_1303 | Tingting Color, Venetian Red in Oil, 80ml | 46 | 0 | 46 | can/s
1391 | Local |  |  | CON-CON_1304 | Sealer, Sanding, Lacquer, Gal | 537.6 | 0 | 525.2 | gal/s | WH - Rm3 | CENPRI
1392 | Local |  |  | CON-CON_1305 | Drill bit, Concrete, 6.5mm | 83.3 | 0 | 83.3 | pc/s
1393 | Local |  |  | CON-CON_1306 | Screw, Metal , 4mm x 1" -L | 0.75 | 0 | 0 | pc/s
1394 | Local |  |  | CON-CON_1307 | Paint, Enamel, Uni-Nile Green | 483 | 1 | 483 | gal/s | WH - Rm3 | CENPRI | Rack - E2
1395 |  |  |  | CON-CON_1308 | Tile, Floor, Ivory, 10" x 24" | 0 | 0 |  | pc/s | WH - Rm3 | CENPRI
1396 |  |  |  | CON-CON_1309 | Tile, Floor, Biege, 16" x 16" | 0 | 0 |  | pc/s | WH - Rm3 | CENPRI
1397 |  |  |  | CON-CON_1310 | Tile, Floor, Ivory, 16" x 16" | 0 | 0 |  | pc/s | WH - Rm3 | CENPRI
1398 |  |  |  | CON-CON_1311 | Tile, Floor, Ivory, 8" x 8" | 0 | 10 |  | pc/s | WH - Rm3 | CENPRI
1399 | Local |  |  | CON-CON_1312 | Paint, Touch-Up, Green | 0 | 0 | 0 | bot/s | WH - Bldg. | CENPRI
1400 | Local |  |  | CON-CON_1313 | Paint, Touch-Up, White | 0 | 0 | 0 | bot/s | WH - Bldg. | CENPRI
1401 | Local |  |  | CON-CON_1314 | Thinner, Acrylic | 0 | 0 | 0 | bot/s | WH - Bldg. | CENPRI
1402 | Local |  |  | CON-CON_1315 | Thinner, Paint, Gal | 196 | 13 | 240 | gal/s | WH - Rm3 | CENPRI | Rack - E1
1403 | Local |  |  | CON-CON_1317 | Bar, Angle, MS, 5mm x 1" x 20 ft | 427.425 | 7 | 422.5 | lgth/s | WH - Bldg. | CENPRI
1404 | Local |  |  | CON-CON_1318 | Valve, Angle, SS, 1/2" x 1/2" | 210 | 0 | 210 | pc/s
1405 | Local |  |  | CON-CON_1319 | Drill Bit, Masonry, 5/16" (8mm) | 51 | 0 | 51 | pc/s
1406 | Local |  |  | CON-CON_1320 | Lumber, Good, S4S, 2" x 2" x 8ft | 154 | 0 | 154 | lgth/s
1407 | Local |  |  | CON-CON_1321 | Lumber, Good, S4S, 1" x 4" x 6ft | 96 | 0 | 96 | lgth/s
1408 | Local |  |  | CON-CON_1322 | Lumber, Good, S4S, 1" x 4" x 8ft | 154 | 0 | 154 | lgth/s
1409 | Local |  |  | CON-CON_1323 | Lumber, Good, S4S, 1" x 2" x 8ft | 72 | 0 | 72 | lgth/s
1410 | Local |  |  | CON-CON_1324 | Gravel, Packs | 0 | 0 | 0 | bag/s
1411 | Local |  |  | CON-CON_1325 | Faucet, Basin | 284.5 | 0 | 284.5 | set/s | WH - Rm3 | CENPRI | Rack - C3
1412 | Local |  |  | CON-CON_1326 | Paint, Epoxy Enamel, Nile Green | 916 | 0 | 916 | gal/s
1413 | Local |  |  | CON-CON_1327 | Trip Lever w/ Handle | 96 | 0 | 96 | set/s
1414 |  |  |  | CON-CON_1328 | Brush, Coarse Wire Wheel, 1/4" Hex Shank, 1-1/2" | 0 | 4 |  | pc/s | WH - Rm3 | CENPRI | Rack - C2
1415 | Local |  |  | CON-CON_1329 | Bowl, Toilet | 500 | 0 | 500 | pc/s
1416 | Local |  |  | CON-CON_1330 | Rivets, Blind, Aluminum, 5/32" x 1" | 430 | 1 | 430 | box/s | WH - Rm3 | CENPRI | Rack - C4
1417 | Local |  |  | CON-CON_1331 | Tarp Foil, Insulator, Roof, Single, 1 mtr - Width x 50mtr | 1750 | 0 | 1750 | roll/s | WH - Rm3 | CENPRI
1418 |  |  |  | CON-CON_1332 | Glass Block, Parallel Pattern, 190mm x 190mm x 80mm | 0 | 148 |  | pc/s | WH - Rm3 | CENPRI
1419 | Local |  |  | CON-CON_1333 | Adaptor, Coupler, Male, PE, 1-1/2" | 167.4 | 0 | 167.4 | pc/s | WH - Rm3 | CENPRI | Rack - B1
1420 | Local |  |  | CON-CON_1334 | Paint, Enamel, Uni-Apple Green | 483 | 0 | 483 | gal/s | WH - Rm3 | CENPRI | Rack - E1
1421 | Local |  |  | CON-CON_1335 | Tiles, 20 x 30 cm, Romano Classic, Code: LP2109 | 14.5 | 0 | 14.5 | pc/s | WH - Rm3 | CENPRI | Pallet Rack
1422 | Local |  |  | CON-CON_1336 | Tiles, Trim, Color Brown | 35 | 0 | 35 | lgth/s
1423 | Local |  |  | CON-CON_1337 | Sandpaper, G80, 50 ft | 2850 | 0 | 2850 | roll/s | WH - Rm3 | CENPRI | Rack - H1
1424 |  |  |  | CON-CON_1338 | Tarp Foil, Insulator, Roof, Single, 1 mtr - Width | 0 | 0 |  | mtr/s | WH - Rm3 | CENPRI | Rack - O1
1425 | Local |  |  | CON-CON_1339 | Solvent, PVC, 400 CC | 130 | 0 | 130 | can/s | WH - Rm3 | CENPRI | Rack - D2
1426 | Local |  |  | CON-CON_1340 | Paint, Spray, White, 300ml | 92 | 0 | 92 | can/s
1427 | Local |  |  | CON-CON_1341 | Tingting Color, Hansa Yellow in Oil, 1/4 Ltr | 90.2 | 0 | 90.2 | can/s | WH - Rm3 | CENPRI | Rack - D1
1428 | Local |  |  | CON-CON_1342 | Tingting Color, Lamp Black in Oil, 1/4 Ltr | 55 | 0 | 55 | can/s | WH - Rm3 | CENPRI | Rack - D1
1429 | Local |  |  | CON-CON_1343 | Tingting Color, Venetian Red in Oil, 1/4 Ltr | 55 | 0 | 55 | can/s | WH - Rm3 | CENPRI | Rack - D1
1430 | Local |  |  | CON-CON_1344 | Filler, Wood, Fulla Tite | 189 | 0 | 189 | ltr/s | WH - Rm3 | CENPRI | Rack - D1
1431 | Local |  |  | CON-CON_1345 | Lock, Cabinet, Wafer Type, Flat Key | 48 | 0 | 48 | pc/s | WH - Rm3 | CENPRI | Rack - D1
1432 | Manila |  |  | CON-CON_1346 | Silver Brazing Rod, N-Ag 5R | 6349 | 3 | 6349 | box/s | WH - Rm3 | CENPRI | Rack - H3
1433 | Local |  |  | CON-CON_1347 | Drill Bit, High Speed Steel, 1/16" | 25 | 0 | 25 | pc/s | WH - Rm3 | CENPRI | Rack - C3
1434 | Local |  |  | CON-CON_1348 | Drill Bit, High Speed Steel, 3/16" | 65.75 | 2 | 83.5 | pc/s | WH - Rm3 | CENPRI | Rack - C3
1435 | Local |  |  | CON-CON_1349 | Sandpaper, G300 | 12 | 5 | 12 | sht/s | WH - Rm3 | CENPRI | Rack - H1
1436 | Local |  |  | CON-CON_1350 | Screw, Metal w/tox, 8mm x 2", #6 | 1.1 | 0 | 1.1 | set/s | WH - Rm3 | CENPRI | Rack - C4
1437 | Local |  |  | CON-CON_1351 | Screw, Metal w/ Tox, 3.5mm x 1-1/2" | 2 | 0 | 2 | set/s | WH - Rm3 | CENPRI | Rack - C4
1438 | Local |  |  | CON-CON_1352 | Stone, Sharpening, 108 "S" Combination, 8" x 2" x 1" | 120 | 3 | 120 | pc/s | WH - Rm3 | CENPRI | Rack - D1
1439 | Local |  |  | CON-CON_1353 | Skim Coat, Putty, White, 20kg/bag | 460 | 0 | 460 | bag/s | WH - Rm3 | CENPRI
1440 | Local |  |  | CON-CON_1354 | Sandpaper, G240 | 10 | 10 | 10 | sht/s | WH - Rm3 | CENPRI | Rack - D1
1441 | Local |  |  | CON-CON_1355 | Nails, For Hardiflex | 99 | 2 | 99 | kg/s | WH - Rm3 | CENPRI | Rack - D3
1442 | Local |  |  | CON-CON_1356 | Paint Remover | 58 | 0 | 58 | bot/s | WH - Rm3 | CENPRI | Rack - E1
1443 |  |  |  | CON-CON_1357 | Brush, Wheel, Crimped, 1/4" Hex Shank, 1" | 0 | 0 |  | pc/s | WH - Rm3 | CENPRI | Rack - C2
1444 | Local |  |  | CON-CON_1358 | Rust Converter | 165 | 0 | 165 | bot/s | WH - Rm3 | CENPRI | Rack - E1
1445 |  |  |  | CON-CON_1359 | Brush, Wheel, Crimped, 1/4" Hex Shank, 2" | 0 | 0 |  | pc/s | WH - Rm3 | CENPRI | Rack - C2
1446 |  |  |  | CON-CON_1360 | Brush, Wheel, Crimped, 1/4" Hex Shank, 3" | 0 | 0 |  | pc/s | WH - Rm3 | CENPRI | Rack - C2
1447 | Local |  |  | CON-CON_1361 | Bushing, Coupling, BI, Inside Thread, 1" Dia. | 60 | 0 | 60 | pc/s
1448 | Local |  |  | CON-CON_1362 | Drill Bit, Metal, 1/8" | 31.5 | 10 | 41 | pc/s | WH - Rm3 | CENPRI | Rack - C3
1449 | Local |  |  | CON-CON_1364 | Paint, Enamel, Medium Gray | 475 | 1 | 475 | gal/s | WH - Rm3 | CENPRI | Rack - E2
1450 | Local |  |  | CON-CON_1365 | Paint, Enamel, White, Liters | 165 | 1 | 165 | ltr/s | WH - Rm3 | CENPRI | Rack - E2
1451 | Local |  |  | CON-CON_1366 | Paint, Latex, Flat White | 397 | 0 | 397 | gal/s | WH - Rm3 | CENPRI | Rack - E2
1452 | Local |  |  | CON-CON_1367 | Paint, Latex, Semi-Gloss, Apple Green, Ready Mix | 438.5 | 0 | 397 | gal/s | WH - Rm3 | CENPRI | Rack - E2
1453 |  |  |  | CON-CON_1368 | Silicone Caulking Gun |  | 0 |  | pc/s | WH - Rm3 | CENPRI | Rack - D3
1454 | Local |  |  | CON-CON_1369 | Lumber, Gemilina, Rough, 2" x 2" x 8 | 140 | 0 | 140 | lgth/s | WH - Rm3 | CENPRI | Rack - O3
1455 | Local |  |  | CON-CON_1370 | Paint, Enamel, Quick Dry, Off White (Ready Mix) | 526 | 3 | 526 | gal/s | WH - Rm3 |  | Rack - E2
1456 | Local |  |  | CON-CON_1371 | Nails, Umbrella, 2" | 77 | 2 | 77 | kg/s | WH - Rm3 | CENPRI | Rack - E3
1457 | Local |  |  | CON-CON_1372 | Rope, Nylon, 260lbs | 350 | 0.5 | 350 | kg/s | WH - Rm3 | CENPRI | Rack - C3
1458 | Local |  |  | CON-CON_1373 | Paint, Enamel, Gloss, Green | 138.6 | 2 | 138.6 | ltr/s | WH - Rm3 | CENPRI | Rack - E2
1459 | Local |  |  | CON-CON_1374 | Paint, Enamel, Gloss, White | 155.1 | 1 | 155.1 | ltr/s | WH - Rm3 | CENPRI | Rack - E2
1460 | Local |  |  | CON-CON_1375 | Lumber, Good, S4S, 2" x 3" x 6 ft | 141 | 0 | 141 | lgth/s | WH - Rm3 | CENPRI | Rack - O4
1461 | Local |  |  | CON-CON_1376 | Lumber, Good, S4S, 1" x 2" x 6ft | 46 | 0 | 46 | lgth/s | WH - Rm3 | CENPRI | Rack - O4
1462 | Local |  |  | CON-CON_1377 | Abraisive Flap Disc, 4" x 5/8", G80 | 48 | 0 | 48 | pc/s | WH - Rm3 | CENPRI | Rack - D2
1463 |  |  |  | CON-CON_1378 | Paint, Epoxy Enamel, Marine Blue |  | 0 |  | gal/s | WH - Rm3 | CENPRI | Rack - E2
1464 | Local |  |  | CON-CON_1379 | Paint, Epoxy Enamel, Azure Blue | 576 | 0 | 576 | gal/s | WH - Rm3 | CENPRI | Rack - E2
1465 |  |  |  | CON-CON_6373 | Drill bit, Concrete, 1/4" | 21 | 0 | 21 | pc/s | WH - Rm3 |  | Rack - E1
1466 |  |  |  | CON-CON_6374 | Screw, Wood, 3/16 x 1" | 0.93333 | 0 | 0.8 | pc/s | WH - Rm3 |  | Rack - E1
1467 |  |  |  | CON-CON_6375 | Nails, Finishing, 2" | 68 | 0 | 54 | kg/s | WH - Rm3 |  | Rack - E1
1468 |  |  |  | CON-CON_6376 | Lumber, Mahogany, 2" x 2" x 8 | 77 | 0 | 154 | pc/s
1469 |  |  |  | CON-CON_6377 | Lumber, Mahogany, 2" x 4" x 6 | 0 | 0 |  | pc/s
1470 |  |  |  | CON-CON_6378 | Lumber, Mahogany, 8" x 8" x 6 | 0 | 0 |  | pc/s
1471 |  |  |  | CON-CON_6379 | Lumber, Mahogany, 2" x 2" x 6 | 110 | 0 | 110 | pc/s |  | CENPRI
1472 |  |  |  | CON-CON_6380 | Lumber, Mahogany/Good Lumber, SxS, 1" x 2" x 8ft | 75.175 | 0 | 73.35 | pc/s |  | CENPRI
1473 |  |  |  | CON-CON_6381 | Lumber, Coco, 2" x 2" x 8 ft | 66 | 0 | 66 | lgth/s | WH - Bldg. | CENPRI
1474 | Local |  |  | CON-CON_6382 | Faucet, Water, Brass, 1/2" | 145.5 | 0 | 102 | pc/s | WH - Rm3 | CENPRI | Rack - A4
1475 | Local |  |  | CON-CON_6383 | Strainer, Lavatory, Stainless Steel | 85 | 0 | 85 | pc/s | WH - Rm3 | CENPRI | Rack - A4
1476 |  |  |  | CON-EIC_1005 | Alcohol, Denatured | 63 | 0 | 80 | ltr/s
1477 |  |  |  | CON-EIC_1006 | Battery Pack, 12V, UPS12-370R MRX (Non Spillable) | 0 | 0 |  | pc/s
1478 |  |  |  | CON-EIC_1007 | Battery Pack, 12Vdc | 0 | 0 |  | pc/s
1479 |  |  |  | CON-EIC_1008 | Battery Pack, 18V | 0 | 0 |  | pc/s
1480 |  |  |  | CON-EIC_1009 | Battery Pack, 6Vdc | 0 | 0 |  | pc/s
1481 |  |  |  | CON-EIC_1010 | Battery, 35MF | 0 | 0 |  | unit/s
1482 |  |  |  | CON-EIC_1011 | Battery, AA | 48.53 | 0 | 49 | pack/s
1483 |  |  |  | CON-EIC_1012 | Battery, AAA | 57.75 | 0 | 55 | pack/s
1484 | Local |  |  | CON-EIC_1013 | Battery, C+ | 20.6667 | 0 | 31 | pc/s
1485 |  |  |  | CON-EIC_1014 | Battery, Heavy Duty, 12V, 2DN120L, F51L (Truck Master) | 5200 | 0 | 7800 | unit/s
1486 |  |  |  | CON-EIC_1015 | Battery, Lithium, 3V | 0 | 0 |  | pc/s
1487 | Local |  |  | CON-EIC_1016 | Battery, Snap, 9V | 111.662 | 15 | 190 | pc/s | WH - Rm3 | CENPRI | Rack - C3
1488 |  |  |  | CON-EIC_1017 | Battery, Sony | 0 | 0 |  | pc/s
1489 |  |  |  | CON-EIC_1018 | Bulb, 125Vdc, 0.3A | 0 | 0 |  | pc/s
1490 |  |  |  | CON-EIC_1019 | Bulb, 24Vdc, 0.3A | 0 | 0 |  | pc/s
1491 |  |  |  | CON-EIC_1020 | Bulb, Bayonet, 3.6V | 0 | 6 |  | pc/s | WH - Rm3 | CENPRI | Rack - A3
1492 |  |  |  | CON-EIC_1021 | Bulb, CFL, 18W | 0 | 0 |  | pc/s
1493 |  |  |  | CON-EIC_1022 | Bulb, Emergency Light | 0 | 0 |  | pc/s
1494 |  |  |  | CON-EIC_1023 | Bulb, LED, 15W | 0 | 0 |  | pc/s
1495 |  |  |  | CON-EIC_1024 | Bulb, LED, 18W | 0 | 0 |  | pc/s
1496 |  |  |  | CON-EIC_1025 | Bulb, LED, 30 Watts, 220-240 Volts | 306 | 0 | 612 | pc/s
1497 |  |  |  | CON-EIC_1026 | Bulb, LED, Light, 18W | 0 | 0 |  | pc/s
1498 |  |  |  | CON-EIC_1027 | Bulb, Spiral, 60W | 0 | 0 |  | pc/s
1499 |  |  |  | CON-EIC_1028 | Cleaner, Contact, Specialist, Fast Drying | 207.5 | 0 | 310 | can/s | WH - Rm3 | CENPRI | Rack - C3
1500 |  |  |  | CON-EIC_1029 | End Caps, Wire, Vinyl, V-5.5 | 0 | 99 |  | pc/s | WH - Rm1 | CENPRI | Rack - A4
1501 | Local |  |  | CON-EIC_1030 | Flourescent, Holder | 7.6667 | 0 | 15 | pair/s
1502 |  |  |  | CON-EIC_1031 | Flourescent, Holder with Tube, 18W | 0 | 0 |  | set/s
1503 |  |  |  | CON-EIC_1032 | Flourescent, Tube, 220Vac, 18W | 0 | 0 |  | tube/s
1504 | Local |  |  | CON-EIC_1033 | Flourescent, Tube, 220Vac, 36W | 45.6667 | 0 | 75 | tube/s
1505 |  |  |  | CON-EIC_1034 | Flourescent, Tube, 220Vac, 40W | 52 | 0 | 78 | tube/s
1506 |  |  |  | CON-EIC_1035 | Flourescent, Tube, 8W, T5 | 0 | 0 |  | pc/s
1507 |  |  |  | CON-EIC_1036 | Fluid, Red Gauge, 1oz, (Dwyer) | 0 | 3 |  | bot/s | WH - Rm3 | CENPRI | Rack - H1
1508 |  |  |  | CON-EIC_1037 | Fluorescent, Ballast, 220Vac, 18W | 0 | 0 |  | pc/s
1509 |  |  |  | CON-EIC_1038 | Fluorescent, Ballast, 220Vac, 36W | 0 | 0 |  | pc/s
1510 | Local |  |  | CON-EIC_1039 | Fluorescent, Ballast, 220Vac, 40W | 72.5 | 0 | 145 | pc/s
1511 |  |  |  | CON-EIC_1040 | Fluorescent, Starter, FSU, 4-65 Watts | 14.8 | 0 | 7 | pc/s
1512 |  |  |  | CON-EIC_1041 | Fuse Link, 500Vac | 0 | 10 |  | pc/s | WH - Rm3 | CENPRI | Rack - A4
1513 |  |  |  | CON-EIC_1042 | Fuse, 15.5kV | 0 | 0 |  | pc/s
1514 |  |  |  | CON-EIC_1043 | Fuse, Cartridge, 5A | 0 | 0 |  | pc/s
1515 |  |  |  | CON-EIC_1044 | Fuse, Miniature, 0.5A | 0 | 0 |  | pc/s
1516 |  |  |  | CON-EIC_1045 | Grease, Electrical Contact | 0 | 0 |  | kg/s
1517 |  |  |  | CON-EIC_1046 | Grease, Electrical, Insulating, Silicon | 0 | 0 |  | kg/s
1518 |  |  |  | CON-EIC_1047 | Indicating, Lamp, 120V, Green | 0 | 0 |  | pc/s
1519 |  |  |  | CON-EIC_1048 | Lamp, 20W, Midrange | 0 | 0 |  | pc/s
1520 |  |  |  | CON-EIC_1049 | Lamp, Halogen | 0 | 0 |  | pc/s
1521 |  |  |  | CON-EIC_1050 | Lamp, High Sodium | 0 | 0 |  | pc/s
1522 |  |  |  | CON-EIC_1051 | Lamp, Indicating, 120V, Red | 0 | 0 |  | pc/s
1523 |  |  |  | CON-EIC_1052 | Lamp, Indicating, 125Vdc, 0.3A | 0 | 0 |  | pc/s
1524 |  |  |  | CON-EIC_1053 | Lamp, Indicating, 230VAC, Green, Z-BV6 | 0 | 15 |  | pc/s | WH - Rm3 | CENPRI | Rack - A1
1525 |  |  |  | CON-EIC_1054 | Lamp, Indicating, 230VAC, Red, Z-BV6 | 0 | 18 |  | pc/s | WH - Rm3 | CENPRI | Rack - A1
1526 |  |  |  | CON-EIC_1055 | Lamp, Indicating, 24Vdc, 0.3A | 0 | 0 |  | pc/s
1527 |  |  |  | CON-EIC_1056 | Lamp, Infrared | 0 | 0 |  | pc/s
1528 | Manila |  |  | CON-EIC_1057 | Lamp, Metal Halide, Tubular, 400W, 36000 Lm, Cool White | 810 | 7 | 1620 | pc/s | WH - Rm3 | CENPRI | Rack - A3
1529 | Local |  |  | CON-EIC_1058 | Lead, Soldering | 201.6667 | 0 | 350 | roll/s
1530 |  |  |  | CON-EIC_1059 | Lubricant, Contact, Electrical, 500g | 0 | 0 |  | bot/s
1531 | Local |  |  | CON-EIC_1060 | Mylar Film #7 | 27.5 | 0 | 55 | sht/s | WH - Rm3 | CENPRI
1532 |  |  |  | CON-EIC_1061 | Tape, Polytetrafluroethlyne (PTFE), High Heat, Yellow Gas Line, 1" (Teflon) | 0 | 0 |  | roll/s
1533 |  |  |  | CON-EIC_1062 | Tape, Rubber, 130?C | 0 | 0 |  | roll/s
1534 |  |  |  | CON-EIC_1063 | Tape, Vinyl, Electrical | 31.375 | -3 | 34 | roll/s
1535 |  |  |  | CON-EIC_1064 | Tape, Vinyl, Electrical, Big | 30.4606 | 14 | 28.5 | roll/s | WH - Rm3 | CENPRI | Rack - D2
1536 | Manila |  |  | CON-EIC_1065 | Tape, Vinyl, Self Laminating, Black on Yellow (for Brady) | 1430.4 | 0 | 2145.6 | cart/s | WH - Rm3 | CENPRI | Rack - D2
1537 |  |  |  | CON-EIC_1066 | Tie, Cable, 3.6mm x 150mm | 21 | 0 | 42 | pc/s
1538 |  |  |  | CON-EIC_1067 | Tie, Cable, 3.6mm x 250mm | 0 | 0 |  | pc/s
1539 | Local |  |  | CON-EIC_1068 | Tie, Cable, 3mm x 100mm | 0.232 | 0 | 0 | pc/s
1540 |  |  |  | CON-EIC_1069 | Tie, Cable, 3mm x 150mm | 0.74 | -150 | 1 | pc/s
1541 |  |  |  | CON-EIC_1070 | Tie, Cable, 3mm x 200mm | 0 | 0 |  | pc/s
1542 | Local |  |  | CON-EIC_1071 | Tie, Cable, 4mm x 150mm | 0.26 | 0 | 0.38 | pc/s
1543 | Local |  |  | CON-EIC_1072 | Tie, Cable, 4mm x 200mm | 0.8 | 0 | 1.6 | pc/s
1544 | Local |  |  | CON-EIC_1073 | Tie, Cable, 4mm x 250mm | 0.96333 | 0 | 1.99 | pc/s
1545 |  |  |  | CON-EIC_1074 | Tie, Cable, 5mm x 150mm | 0 | 0 |  | pc/s
1546 | Local |  |  | CON-EIC_1075 | Tie, Cable, 5mm x 200mm | 0.782 | 50 | 0.77 | pc/s
1547 |  |  |  | CON-EIC_1076 | Tie, Cable, 5mm x 250mm | 18.54 | 0 | 1 | pc/s
1548 | Local |  |  | CON-EIC_1077 | Tie, Cable, 5mm x 350mm | 1.37 | 0 | 2.74 | pc/s
1549 | Local |  |  | CON-EIC_1078 | Tie, Cable, 8mm x 450mm | 3.1133 | 0 | 4.67 | pc/s
1550 | Local |  |  | CON-EIC_1079 | Tie, Mounting, 1" x 1" | 3 | 0 | 4 | pc/s
1551 | Local |  |  | CON-EIC_1080 | Tie, Mounting, 1/2" x 1/2" | 1 | 0 | 2 | pc/s
1552 |  |  |  | CON-EIC_1081 | Tie, Mounting, 3/4" x 3/4" | 90 | 0 | 180 | pack/s
1553 |  |  |  | CON-EIC_1082 | Tie, Spiral, Plastic, 1/2", Off-White | 0 | 0 |  | mtr/s
1554 |  |  |  | CON-EIC_1083 | Tie, Spiral, Metal, 1.5M | 0 | 32 |  | pc/s | WH - Rm3 | CENPRI | Side Wall
1555 | Local |  |  | CON-EIC_1084 | Varnish, Electrical Insulating, Red | 900 | 2 | 1350 | can/s | WH - Rm3 | CENPRI | Rack - E1
1556 |  |  |  | CON-EIC_1085 | Wire, Magnet, #18 | 0 | 0 |  | kg/s
1557 |  |  |  | CON-EIC_1086 | Wire, Magnet, #26 | 0 | 0 |  | kg/s
1558 |  |  |  | CON-EIC_1088 | Pipe, PVC, Electrical Conduit, 20 mm x 1/2" x 10ft | 58.1 | 0 | 59 | lgth/s | WH - Rm3 | CENPRI
1559 |  |  |  | CON-EIC_1089 | Clamp, PVC, w/ Nail, 1/2" | 1.3625 | 0 | 1.35 | pc/s | WH - Rm3 | CENPRI | Rack - D2
1560 |  |  |  | CON-EIC_1090 | Bulb, LED, 3W | 83.75 | 0 | 47.5 | pc/s | WH - Rm3 | CENPRI | Rack - B2
1561 |  |  |  | CON-EIC_1091 | Receptacle, Plastic, Ceiling, E27, 2 1/4" | 20 | 0 | 20 | pc/s | WH - Rm3 | CENPRI | Rack - B2
1562 |  |  |  | CON-EIC_1092 | Tie, Spiral, Plastic, 12 mm x 10 meters, Black | 18 | 10 | 18 | mtr/s | WH - Rm3 | CENPRI | Rack - A2
1563 |  |  |  | CON-EIC_1093 | Tie, Cable, 2.5mm x 100mm | 9.15 | 0 | 0.3 | pc/s | WH - Rm3 | CENPRI | Rack - E3
1564 |  |  |  | CON-EIC_1094 | CFL, Spiral, Daylight, 65W, 220V, Cool White with Receptacle | 325 | 0 | 325 | pc/s | WH - Rm3 | CENPRI | Rack - E2
1565 |  |  |  | CON-EIC_1095 | Flood Lights, LED, Industrial Outdoor Type (Weatherproof), Warm White, 50W, 220V | 1200 | 0 | 1200 | pc/s | WH - Rm3 | CENPRI | Rack - E2
1566 |  |  |  | CON-EIC_1096 | Flood Lights, LED, Industrial Explosion Proof Outdoor Type (Weatherproof), Warm White, 50W, 220V |  | 0 |  | pc/s | WH - Rm3 | CENPRI | Rack - E2
1567 |  |  |  | CON-EIC_1097 | Socket, Ceiling Type | 25 | 0 | 25 | pc/s | WH - Rm3 | CENPRI | Rack - D2
1568 |  |  |  | CON-EIC_1098 | Tie, Cable, 2.5mm x 120mm | 0.42 | 0 | 0 | pc/s | WH - Rm3 | CENPRI | Rack - E2
1569 |  |  |  | CON-EIC_1099 | Pipe, High-density polyethylene (HDPE), 1/2" Standard Gauge | 34 | 0 | 34 | mtr/s | WH - Rm1 | CENPRI
1570 |  |  |  | CON-EIC_1100 | Clamp, Conduit Pipe, GI, 1/2" | 7 | 0 | 7 | pc/s | WH - Rm3 | CENPRI | Rack - E2
1571 |  |  |  | CON-EIC_1101 | Alcohol, Denatured, Gals | 240 | 1 | 240 | gal/s | WH - Rm3 | CENPRI | Rack - E3
1572 |  |  |  | CON-EIC_1102 | Battery, 12V 100AH, DC, 330mm L, 171mm W, 215mm H, 32kgs, Part No: 6FM100-X | 7006 | 2 | 14000 | unit/s | WH - Rm3 | CENPRI | Rack - C4
1573 | Local |  |  | CON-EIC_1103 | Bulb, LED, 1W, 60 Lumens, Yellow | 60 | 0 | 60 | pc/s | WH - Rm3 | CENPRI | Rack - E2
1574 | Local |  |  | CON-EIC_1104 | Bulb, LED, 1W, 60 Lumens, Green | 60 | 0 | 60 | pc/s | WH - Rm3 | CENPRI | Rack - E2
1575 |  |  |  | CON-EIC_1105 | Bulb, LED, Green, 12V, 48 cm |  | 0 |  | pc/s | WH - Rm3 | CENPRI | Rack - E2
1576 |  |  |  | CON-EIC_1106 | Bulb, LED, Red, 12V, 48 cm |  | 0 |  | pc/s | WH - Rm3 | CENPRI | Rack - E2
1577 |  |  |  | CON-EIC_1107 | Bulb, LED, Red, 12V, 72 cm |  | 0 |  | pc/s | WH - Rm3 | CENPRI | Rack - E2
1578 | Local |  |  | CON-EIC_1108 | Rope Light, LED, Warm White, 220 Volts | 29 | 0 | 29 | mtr/s | WH - Rm1 | CENPRI
1579 | Local |  |  | CON-EIC_1109 | Rope Light, LED, Red, 220 Volts | 36 | 0 | 36 | mtr/s | WH - Rm1 | CENPRI
1580 | Local |  |  | CON-EIC_1110 | Connector, for LED Rope Light | 60 | 0 | 60 | pc/s | WH - Rm1 | CENPRI
1581 | Local |  |  | CON-EIC_1111 | LED Light Strip Auto, White/Warm, 220 Volts | 150 | 0 | 150 | mtr/s | WH - Rm1 | CENPRI
1582 | Local |  |  | CON-EIC_1112 | Bulb, Incandescent, Red, 10 Watts, 220 Volts | 13.75 | 0 | 13.75 | pc/s | WH - Rm1 | CENPRI
1583 | Local |  |  | CON-EIC_1113 | Bulb, Incandescent, Green, 10 Watts, 220 Volts | 13.75 | 0 | 13.75 | pc/s | WH - Rm1 | CENPRI
1584 | Local |  |  | CON-EIC_1114 | Bulb, Incandescent, Yellow, 10 Watts, 220 Volts | 13.75 | 0 | 13.75 | pc/s | WH - Rm1 | CENPRI
1585 | Local |  |  | CON-EIC_1115 | Bulb, Incandescent, Blue, 10 Watts, 220 Volts | 13.75 | 0 | 13.75 | pc/s | WH - Rm1 | CENPRI
1586 | Local |  |  | CON-EIC_1116 | Bulb, Incandescent, Orange, 10 Watts, 220 Volts | 13.75 | 0 | 13.75 | pc/s | WH - Rm1 | CENPRI
1587 | Local |  |  | CON-EIC_1117 | Flood Lights, LED, Warm White, 200W, 265V | 5616 | 0 | 5616 | set/s | WH - Rm1 | CENPRI
1588 | Local |  |  | CON-EIC_1118 | Tape, Electrical, Rubber, Self Fusing | 112.5 | -2 | 106.5 | roll/s | WH - Rm1 | CENPRI
1589 | Local |  |  | CON-EIC_1119 | Screw, MS 10 x 1-1/4" | 1.75 | 0 | 1.75 | pc/s | WH - Rm1 | CENPRI
1590 | Local |  |  | CON-EIC_1120 | Screw, MS 4 x 1/2" | 0.75 | 0 | 0.75 | pc/s | WH - Rm1 | CENPRI
1591 | Local |  |  | CON-EIC_1121 | Drill Bit, 1/8" | 49.7083 | 10 | 22 | pc/s | WH - Rm3 | CENPRI | Rack - C3
1592 | Local |  |  | CON-EIC_1122 | Drill Bit, 1/4" | 75.5625 | 0 | 127.25 | pc/s | WH - Rm1 | CENPRI
1593 | Local |  |  | CON-EIC_1123 | Body Filler | 220 | 0 | 220 | can/s | WH - Rm1 | CENPRI
1594 | Local |  |  | CON-EIC_1124 | Rubbing Compound | 65 | 0 | 65 | pc/s | WH - Rm1 | CENPRI
1595 | Local |  |  | CON-EIC_1125 | Battery, AA per pc | 43.496 | 11 | 49 | pc/s | WH - Rm1 | CENPRI
1596 | Local |  |  | CON-EIC_1126 | Tie, Cable, 5mm x 300mm | 2.24 | 0 | 2.24 | pc/s | WH - Rm1 | CENPRI
1597 | Local |  |  | CON-EIC_1127 | Bulb, LED, 14 Watts, 220-240 Volts | 163.7233 | 0 | 127 | pc/s | WH - Rm1 | CENPRI
1598 | Local |  |  | CON-EIC_1128 | Bulb, LED, 7 Watts, 220-240 Volts | 80 | 0 | 80 | pc/s | WH - Rm1 | CENPRI
1599 | Local |  |  | CON-EIC_1129 | Hose, Flexible, Corrugated PVC, Conduit Size 1" Dia, Orange | 16.15 | 0 | 16.15 | mtr/s | WH - Rm1 | CENPRI
1600 | Local |  |  | CON-EIC_1130 | Marine Epoxy | 152 | 0 | 152 | tube/s | WH - Rm3 | CENPRI
1601 | Local |  |  | CON-EIC_1131 | Loctite, Super Glue, 495 | 316.25 | 2 | 385 | bot/s | WH - Rm1 | CENPRI
1602 | Manila |  |  | CON-EIC_1132 | Exothermic Powder KW150 | 379.07 | 6 | 379.07 | pc/s | WH - Rm3 | CENPRI | Rack - H2
1603 | Local |  |  | CON-EIC_1133 | Tie, Cable, 9mm x 430mm | 4.36 | 0 | 4.46 | pc/s | WH - Rm1 | CENPRI
1604 | Local |  |  | CON-EIC_1134 | Switch Box, PVC | 27 | 0 | 27 | pc/s | WH - Rm1 | CENPRI
1605 | Local |  |  | CON-EIC_1135 | Moulding, Plastic, Electrical, 1" | 85 | 0 | 85 | lgth/s | WH - Rm3 | CENPRI
1606 | Local |  |  | CON-EIC_1136 | Cable Duct 2" x 2" | 420 | 0 | 420 | lgth/s | WH - Rm1 | CENPRI
1607 | Local |  |  | CON-EIC_1137 | Insulator, Post, Porcelain, Donut Type | 38 | 0 | 38 | pc/s | WH - Rm3 | CENPRI
1608 | Local |  |  | CON-EIC_1138 | Heat Shrinkable Tubing Roll, 3.5mm, Black | 24 | 0 | 24 | mtr/s | WH - Rm1 | CENPRI
1609 | Local |  |  | CON-EIC_1139 | Battery, AAA, per pc | 53.375 | 8 | 55 | pc/s | WH - Rm3 | CENPRI
1610 | Local |  |  | CON-EIC_1140 | Tie, Spiral, Plastic, CSH, Wraping, 1/2"(pack) | 76.5 | 0 | 57 | pack/s | WH - Rm3 | CENPRI | Rack - A2
1611 | Local |  |  | CON-EIC_1141 | Clamp, PVC, w/ Nail, 3/4" | 2 | 0 | 2 | pc/s | WH - Rm3 | CENPRI
1612 | Local |  |  | CON-EIC_1142 | Pipe, PVC, Electrical Conduit, 20 mm x 3/4" x 10ft | 75 | 0 | 73 | lgth/s | WH - Rm3 | CENPRI | Rack - O2
1613 | Local |  |  | CON-EIC_1143 | Elbow, PVC, Electrical Conduit, Short, 1/2" | 8.25 | 0 | 8.25 | pc/s | WH - Rm3 | CENPRI
1614 | Local |  |  | CON-EIC_1144 | Elbow, PVC, Electrical Conduit, 3/4" | 7.5 | 2 | 15 | pc/s | WH - Rm3 | CENPRI
1615 | Local |  |  | CON-EIC_1146 | Clear, Baking Insulating Varnish | 2450 | 1 | 2450 | gal/s | WH - Rm3 | CENPRI | Rack - E1
1616 | Local |  |  | CON-EIC_1147 | Varnish, Glyptical, Red | 2250 | 0 | 2250 | gal/s | WH - Rm3 | CENPRI
1617 | Local |  |  | CON-EIC_1148 | Tee, PVC, Electrical Conduit, 1/ 2 Inches | 29 | 1 | 58 | pc/s | WH - Rm3 | CENPRI
1618 | Local |  |  | CON-EIC_1149 | Tape Foil, Aluminum, 48mm x 10yrds | 129 | 0 | 129 | roll/s |  | CENPRI
1619 | Local |  |  | CON-EIC_1150 | Switch Box, PVC, With Steel Plate Blank, 3" x 5" x 1-1/2" | 57 | 0 | 57 | set/s |  | CENPRI
1620 | Local |  |  | CON-EIC_1151 | Bulb, Infrared, Heat Lamp, 250W | 282 | 0 | 300 | pc/s
1621 | Local |  |  | CON-EIC_1152 | Air Duct, Aluminum, 5"dia x 10meter | 532 | 0 | 532 | roll/s
1622 | Manila |  |  | CON-EIC_1153 | Loctite, Super Glue, 272 | 595 | 0 | 1190 | bot/s
1623 | Manila |  |  | CON-EIC_1154 | Foil, Aluminum, Reinforced, 3 Way, 1.25 mtrs (W) x 120 mtrs (L) | 3200 | 0 | 3200 | roll/s
1624 | Manila |  |  | CON-EIC_1155 | Epoxy Kit | 70500 | 0 | 70500 | set/s
1625 | Local |  |  | CON-EIC_1156 | Bolt, SS, Full Thread, Complete, 6mm x 15mm | 17 | 0 | 17 | set/s | WH - Rm3 | CENPRI
1626 | Local |  |  | CON-EIC_1157 | Bolt, SS, Full Thread, Complete, 6mm x 50mm | 3 | 0 | 3 | set/s | WH - Rm3 | CENPRI
1627 | Local |  |  | CON-EIC_1158 | Bulb, LED, 35 Watts, 220-240 Volts | 545.5 | 0 | 616 | pc/s
1628 | Local |  |  | CON-EIC_1159 | Brush, Copper Fine | 26.5 | 0 | 26.5 | pc/s | WH - Rm3 | CENPRI
1629 | Local |  |  | CON-EIC_1160 | Grounding Rod, with Clamp, 5/8" x 10ft | 603 | 4 | 603 | lgth/s | WH - Rm3 | CENPRI | Pallet Rack
1630 | Local |  |  | CON-EIC_1161 | Terminal Lug, Ring Type, Size 16-14 | 5 | 0 | 5 | pc/s | WH - Rm3 | CENPRI
1631 | Local |  |  | CON-EIC_1162 | Loctite, Super Glue, 401 | 440 | 1 | 495 | bot/s | WH - Rm3 | CENPRI | Rack - C3
1632 | Local |  |  | CON-EIC_1163 | Indicator / Pilot Light, 12 Volts | 15 | 0 | 15 | pc/s | WH - Rm3 | CENPRI
1633 | Local |  |  | CON-EIC_1164 | Tie, Cable, 8mm x 430mm | 6.5 | 0 | 6.5 | pc/s | WH - Rm1 | CENPRI
1634 | Manila |  |  | CON-EIC_1165 | Fiber Blanket, Ceramic, Max Temp-1260deg, Density:128kgs/m3, (25mm x 0.6m x 7.2m) | 2620 | 0 | 2620 | roll/s
1635 | Local |  |  | CON-EIC_1166 | Bolt, Full Thread, Complete, M6 x 40mm | 2.5 | 0 | 2.5 | set/s | WH - Rm3 | CENPRI
1636 | Manila |  |  | CON-EIC_1167 | Dolphs, CO-1060, Brush on Epoxy Resin Kit, (2 parts) | 4725 | 0 | 4725 | Kit/s
1637 | Local |  |  | CON-EIC_1168 | Magnetic Wire #19 | 640 | 0 | 640 | kg/s
1638 | Manila |  |  | CON-EIC_1169 | Tape, Kapton, w/ Adhesive, 3/4" | 380 | 0 | 380 | roll/s
1639 | Manila |  |  | CON-EIC_1170 | Tape, Fiberglass, w/o Adhesive, 1" | 55 | 35 | 55 | roll/s | WH - Rm3 | CENPRI | Rack - D4
1640 | Manila |  |  | CON-EIC_1171 | Tape, Mica, w/o Adhesive, 1" | 750 | 20 | 750 | roll/s | WH - Rm3 | CENPRI | Rack - D4
1641 | Manila |  |  | CON-EIC_1172 | Mylar, Nomex, 10mils x 36" wide | 580 | 0 | 580 | mtr/s
1642 | Local |  |  | CON-EIC_1173 | Sealant, Foam, Expanding | 370 | 0 | 370 | can/s
1643 | Manila |  |  | CON-EIC_1174 | Tape, Rubber, Splicing, 19mm x 9.5m | 516 | 0 | 516 | roll/s
1644 | Local |  |  | CON-EIC_1175 | Battery, SR44SW | 89 | 0 | 89 | pc/s
1645 | Local |  |  | CON-EIC_1176 | Plug, Rubber, 2 Prong, 15A, 250V | 80.75 | 0 | 43 | pc/s
1646 | Local |  |  | CON-EIC_1177 | Wire, Magnet, #7 | 895 | 0 | 895 | kg/s | WH - Rm3 | CENPRI
1647 | Local |  |  | CON-EIC_1178 | Receptacle, Plastic, Ceiling, 3" Dia | 27.75 | 0 | 27.75 | pc/s
1648 | Local |  |  | CON-EIC_1179 | Terminal Lug, Ring Type, 10 AWG | 4 | 0 | 4 | pc/s
1649 | Local |  |  | CON-EIC_1180 | Terminal Lug, Ring Type, 12 AWG | 2 | 0 | 2 | pc/s
1650 | Local |  |  | CON-EIC_1181 | Terminal Lug, Ring Type, 14 AWG | 1.25 | 0 | 1.25 | pc/s
1651 | Local |  |  | CON-EIC_1182 | Terminal Lug, Ring Type, 16 AWG | 1.25 | 0 | 1.25 | pc/s
1652 | Local |  |  | CON-EIC_1183 | Terminal Lug, Ring Type, 18 AWG | 1.25 | 0 | 1.25 | pc/s
1653 | Local |  |  | CON-EIC_1185 | Insulation, Tube, Spaghetti, 3.5 mm, Blue | 18 | 0 | 18 | mtr/s
1654 | Local |  |  | CON-EIC_1186 | Bulb, LED, 45 Watts, 220-240 Volts | 845.5 | 0 | 845.5 | pc/s
1655 | Manila |  |  | CON-EIC_1187 | Electrode, Welding, N-Ag 5R, 1.6mm, Ag-5; Cu-89; P-6 | 5990 | 0 | 5990 | kg/s
1656 |  |  |  | CON-EIC_1188 | Adaptor, Plug, 12V | 220 | 0 | 220 | pc/s
1657 | Local |  |  | CON-EIC_1189 | Elbow, UPVC, 90deg, 4", Long Barrel | 650 | 3 | 650 | pc/s | WH - Rm3 | CENPRI | Side Wall
1658 | Local |  |  | CON-EIC_1190 | Magnetic Wire #23 | 675 | 0 | 675 | kg/s
1659 | Local |  |  | CON-EIC_1191 | Magnetic Wire #24 | 680 | 0 | 680 | kg/s
1660 | Local |  |  | CON-EIC_1192 | Adapter, MxF, UPVC, 1/2" w/ Lock Nut | 7.5 | 0 | 7.5 | pc/s
1661 | Local |  |  | CON-EIC_1193 | Box, Junction, PVC, Octagonal, 4" x 4", Orange | 28 | 0 | 28 | pc/s
1662 | Local |  |  | CON-EIC_1194 | Sticker, Reflectorized | 15 | 0 | 15 | sht/s
1663 | Local |  |  | CON-EIC_1195 | Hose, Liquid Tight Flexible Metallic Conduit, 1" | 275 | 0 | 275 | mtr/s
1664 | Manila |  |  | CON-EIC_1196 | Rubber Tape, Silicon, Self-Fusing, Scotch 70, Size: 1"x30ft | 2430 | 0 | 2430 | roll/s
1665 | Local |  |  | CON-EIC_1197 | Bulb, Incandescent Vibration, 50 Watts, 220 Volts | 25 | 0 | 25 | pc/s | WH - Rm3 | CENPRI
1666 |  |  |  | CON-EIC_1198 | Receptacle, Plastic | 0 | 0 |  | pc/s | WH - Rm3 | CENPRI
1667 |  |  |  | CON-EIC_1199 | Receptacle, Rubber | 0 | 0 |  | pc/s | WH - Rm3 | CENPRI
1668 | Local |  |  | CON-EIC_1200 | Receptacle, Plastic, Ceiling, E27, 4 1/4" | 25 | 0 | 25 | pc/s | WH - Rm3 | CENPRI
1669 | Local |  |  | CON-EIC_1201 | Switch, Light, 2 Gang | 105 | 0 | 114 | pc/s
1670 | Local |  |  | CON-EIC_1202 | Fuse, 25Amps | 5 | 0 | 5 | pc/s
1671 | Manila |  |  | CON-EIC_1203 | Mylar, Nomex, 015mils x 36" wide | 810 | 0 | 810 | mtr/s | WH - Rm3 | CENPRI
1672 | Manila |  |  | CON-EIC_1204 | Mylar, Nomex, 002mils x 36" wide | 330 | 0 | 330 | mtr/s | WH - Rm3 | CENPRI
1673 | Manila |  |  | CON-EIC_1205 | Tape, Resiglass, White, 1" | 10000 | 0 | 10000 | roll/s | WH - Rm3 | CENPRI
1674 | Manila |  |  | CON-EIC_1206 | Tape, Kapton, w/ Adhesive, 1/2" x 0.025 mm Thick | 254 | 25 | 254 | roll/s | WH - Rm3 | CENPRI | Rack - D4
1675 | Manila |  |  | CON-EIC_1207 | Board, Phenolic, 3/8" x 12" x 12" | 870 | 0 | 870 | sht/s | WH - Rm3 | CENPRI
1676 | Manila |  |  | CON-EIC_1208 | Mica Sheet, Flexible, 0.4 mm Thick x 1000 mm x 1200 mm | 825 | 0 | 825 | sht/s | WH - Rm3 | CENPRI
1677 | Manila |  |  | CON-EIC_1209 | Polyester Felt, 12 mm x 3 ft x 3 ft | 6900 | 0 | 6900 | roll/s | WH - Rm3 | CENPRI
1678 | Local |  |  | CON-EIC_1210 | Capacitor, 5uF, 450V | 95 | 0 | 95 | pc/s
1679 | Manila |  |  | CON-EIC_1211 | Tubing, Silicon, Length 1 mtr For High Temperature, Range: 8mm | 30 | 0 | 30 | mtr/s
1680 | Manila |  |  | CON-EIC_1212 | Tubing, Silicon, Length 1 mtr For High Temperature, Range: 10mm | 42 | 0 | 42 | mtr/s
1681 | Manila |  |  | CON-EIC_1213 | Dolphs, CO-1119, Catalyzed Epoxy Resin | 37050 | 0 | 37050 | gal/s
1682 |  |  |  | CON-EIC_1214 | Pipe, PVC, Electrical Conduit, 2-1/2" x 10ft, (63 mm ) | 423.75 | 0 | 495 | lgth/s | WH - Rm3 | CENPRI
1683 | Local |  |  | CON-EIC_1215 | Capacitor, 10uF, 35V | 2 | 0 | 2 | feet | WH - Rm3 | CENPRI | Rack - A3
1684 | Local |  |  | CON-EIC_1216 | Capacitor, 6uF, 500VAC, 50/60 Hz | 95 | 0 | 95 | pc/s | WH - Rm3 | CENPRI | Rack - C4
1685 | Local |  |  | CON-EIC_1217 | Bulb, LED, 6W | 92 | 0 | 92 | pc/s
1686 | Local |  |  | CON-EIC_1218 | Connector, PVC, 1/2" | 7 | 0 | 7 | pc/s
1687 | Local |  |  | CON-EIC_1219 | Box, Utility, UPVC, Rectangular, 2" x 2" x 4" | 17.6667 | 0 | 19.5 | pc/s
1688 | Local |  |  | CON-EIC_1220 | Battery, 12V VDC, Maintenance Free | 4201.6 | 0 | 4201.6 | pc/s
1689 | Local |  |  | CON-EIC_1221 | Outlet, Flush Type, 1 Gang, 2 Prong | 84 | 0 | 84 | set/s
1690 | Local |  |  | CON-EIC_1222 | Box, Junction, PVC, 2" x 3" | 0 | 0 | 0 | pc/s | WH - Rm3 | CENPRI | Rack - C1
1691 | Local |  |  | CON-EIC_1223 | Hose, Flexible, 1/2" | 0 | 0 | 0 | mtr/s | WH - Rm3 | CENPRI | Rack - C1
1692 | Local |  |  | CON-EIC_1224 | Connector, Flexible, 1/2" | 0 | 0 | 0 | pc/s | WH - Rm3 | CENPRI | Rack - C1
1693 | Local |  |  | CON-EIC_1225 | Switch, Surface Mount With Plate, Case & Box, 1 Gang | 128.25 | 0 | 128.25 | set/s | WH - Rm3 | CENPRI | Rack - D2
1694 | Local |  |  | CON-EIC_1226 | Switch, Surface Mount With Plate, Case & Box, 2 Gang | 162.125 | 0 | 138.75 | set/s | WH - Rm3 | CENPRI | Rack - D2
1695 | Local |  |  | CON-EIC_1227 | Breaker, Safety, Single Phase, Bolt-on type With Enclosure, 30A, 240V | 375 | 0 | 375 | set/s | WH - Rm3 | CENPRI | Rack - D2
1696 | Local |  |  | CON-EIC_1228 | Switch, Surface Mount With Plate, Case & Box, 3 Gang | 233 | 0 | 233 | set/s | WH - Rm3 | CENPRI | Rack - D2
1697 | Local |  |  | CON-EIC_1229 | Bulb, LED, 11W | 199.5 | 0 | 149 | pc/s | WH - Rm3 | CENPRI | Rack - D1
1698 | Local |  |  | CON-EIC_1230 | Thinner, Reducer, 1500 | 750 | 3 | 750 | gal/s | WH - Rm3 | CENPRI | Rack - E1
1699 | Local |  |  | CON-EIC_1231 | Varnish, Insulating, Red, 9700 | 1500 | 2 | 1500 | gal/s | WH - Rm3 | CENPRI | Rack - E1
1700 | Local |  |  | CON-EIC_1232 | Tie, Cable, 4.8mm x 250mm | 2.5 | 0 | 2.5 | pc/s | WH - Rm3 | CENPRI | Rack - C4
1701 | Local |  |  | CON-EIC_1233 | Tie, Cable, 4.8mm x 200mm | 1.75 | 50 | 1.75 | pc/s | WH - Rm3 | CENPRI | Rack - C4
1702 |  |  |  | CON-EIC_1234 | Tie, Cable, 9mm x 450mm |  | 0 |  | pc/s | WH - Rm3 | CENPRI | Rack - C1
1703 | Local |  |  | CON-EIC_1235 | Varnish, Insulating, Clear, 1201 | 1500 | 5 | 1500 | gal/s | WH - Rm3 | CENPRI | Rack - D1
1704 |  |  |  | CON-EIC_1237 | Switch Back Box, PVC, Without Blank Steel Plate, 3" x 5" x 1-1/2" | 0 | 2 |  | pc/s | WH - Rm3 | CENPRI | Rack - A3
1705 | Local |  |  | CON-EIC_1238 | Mylar Film #007 | 120 | 0 | 185 | feet
1706 | Local |  |  | CON-EIC_1239 | Magnetic Wire #21 | 680 | 0 | 660 | kg/s
1707 | Local |  |  | CON-EIC_1240 | Mylar Film #3 | 72.5 | 0 | 110 | feet
1708 | Local |  |  | CON-EIC_1241 | Soda, 7-Up | 60 | 0 | 60 | bot/s | WH - Rm3 | CENPRI | Rack - D1
1709 | Local |  |  | CON-EIC_1242 | Hose, Flexible, Corrugated PVC, Conduit Size 1/2" Dia, Orange | 7.2 | 0 | 7.2 | mtr/s | WH - Rm3 | CENPRI | Rack - A1
1710 | Local |  |  | CON-EIC_1243 | Box, Utility, UPVC, With Screw | 28.5 | 0 | 28.5 | pc/s | WH - Rm3 | CENPRI | Rack - A3
1711 | Local |  |  | CON-EIC_1244 | Switch, Flush Type w/ Plate Cover, 2 Gang | 82.5 | 0 | 82.5 | set/s | WH - Rm3 | CENPRI | Rack - A3
1712 | Local |  |  | CON-EIC_1245 | Outlet, Flush Type w/ Plate Cover, 1 Gang | 50.75 | 0 | 50.75 | set/s | WH - Rm3 | CENPRI | Rack - A3
1713 | Local |  |  | CON-EIC_1246 | Outlet, Aircon. Flush Type w/ Plate Cover | 75 | 0 | 75 | set/s | WH - Rm3 | CENPRI | Rack - A3
1714 | Local |  |  | CON-EIC_1247 | Receptacle, Plastic, Ceiling, E27, 4" | 26.25 | 0 | 26.25 | pc/s | WH - Rm3 | CENPRI | Rack - A3
1715 | Local |  |  | CON-EIC_1248 | Hose, Plastic, Braided, 1/2" dia. | 41 | 0 | 41 | mtr/s | WH - Rm3 | CENPRI | Rack - A2
1716 | Local |  |  | CON-EIC_1249 | Capacitor, 6uF, 450VAC, 50/60 Hz | 95 | 0 | 95 | pc/s | WH - Rm3 | CENPRI | Rack - A4
1717 | Local |  |  | CON-EIC_1250 | Capacitor, 1000 uF, -10+30%, 40V | 220 | 0 | 220 | pc/s | WH - Rm3 | CENPRI | Rack - A4
1718 | Local |  |  | CON-EIC_1251 | Diode, Bridge-Type, MIC, MB254 | 150 | 0 | 150 | pc/s | WH - Rm3 | CENPRI | Rack - A4
1719 | Local |  |  | CON-EIC_1252 | Lead, Soldering, per Meter | 15 | 0 | 15 | mtr/s | WH - Rm3 | CENPRI | Rack - C4
1720 | Local |  |  | CON-EIC_1253 | Wire, Copper, TW, 5.5mm2, AWG#10, Black, 150 meters/Box | 4500 | 0 | 4500 | box/s | WH - Rm3 | CENPRI | Rack - A2
1721 | Local |  |  | CON-EIC_1254 | Wire, Copper, TW, 3.5mm2, AWG#12, Black, 150 meters/Box | 2900 | 0 | 2900 | box/s | WH - Rm3 | CENPRI | Rack - A2
1722 | Local |  |  | CON-EIC_1255 | Wire, Copper, TW, 2.0mm2, AWG#14, Black, 150 meters/Box | 2100 | 0 | 2100 | box/s | WH - Rm3 | CENPRI | Rack - A2
1723 | Manila |  |  | CON-EIC_1256 | Tape, Polytetrafluroethlyne (PTFE), High Heat, Yellow Gas Line, 1/2" x 260"(Teflon) | 150 | 2 | 150 | roll/s | WH - Rm3 | CENPRI | Rack - C3
1724 | Local |  |  | CON-EIC_1257 | Terminal Lug, Ring Type, #6 AWG | 13 | 0 | 13 | pc/s | WH - Rm3 | CENPRI | Rack - A4
1725 | Local |  |  | CON-EIC_1258 | Outlet, Flush Type w/ Plate Cover, 2 Gang | 82.5 | 0 | 82.5 | set/s | WH - Rm3 | CENPRI | Rack - A3
1726 | Local |  |  | CON-EIC_1259 | Magnetic Wire #20hf | 645 | 0 | 645 | kg/s | WH - Rm3 | CENPRI | Rack - A4
1727 | Local |  |  | CON-EIC_1260 | Hose, Liquid Tight Flexible Metallic Conduit, 3" | 1100 | 5 | 1100 | mtr/s | WH - Rm3 | CENPRI | Side Wall
1728 |  |  |  | CON-FUE_1001 | Argina S4 40 (Lube Oil) | 15713.2975 | 10 | 26100 | drum/s
1729 |  |  |  | CON-FUE_1002 | Cutting Oil, Water Soluble, High Performance Lubricant | 0 | 0 |  | ltr/s
1730 |  |  |  | CON-FUE_1003 | Diesel | 37.4335 | 0 | 34.1 | ltr/s | WH - Rm1 | CENPRI
1731 |  |  |  | CON-FUE_1004 | Gasoline | 41.856 | 0 | 53.67 | ltr/s | WH - Rm2 | CENPRI
1732 |  |  |  | CON-FUE_1005 | Kerosene | 40.52 | 0 | 34.45 | ltr/s | WH - Rm1 | CENPRI
1733 |  |  |  | CON-FUE_1006 | Lubricating Oil, WD40 (M.T) | 0 | 0 |  | can/s
1734 |  |  |  | CON-FUE_1007 | Omala S2 G 150 | 0 | 2 |  | pail/s | Chem - Stg | CENPRI
1735 | Local |  |  | CON-FUE_1008 | Omala S2 G 220 | 1742.88 | 4 | 3401.16 | pail/s | Chem - Stg | CENPRI
1736 |  |  |  | CON-FUE_1009 | Oxygen | 377.7778 | 3 | 400 | cyl/s | Oxy-Ace Stg | CENPRI
1737 |  |  |  | CON-FUE_1010 | Penetrating Oil, Multi-Use | 188.8586 | 4 | 210 | can/s | WH - Rm3 | CENPRI | Rack - C3
1738 |  |  |  | CON-FUE_1011 | Rimula R1-40 (Flushing Oil), 209L/drum | 0 | 0 |  | drum/s
1739 | Local |  |  | CON-FUE_1012 | Rimula R4X 15W-40, 20L/pail | 1678.5 | 1 | 3357 | pail/s | Chem - Stg | CENPRI
1740 |  |  |  | CON-FUE_1013 | Shell Corena S4 P100 | 17056.374 | 0 | 20000 | pail/s | Chem - Stg | CENPRI
1741 | Local |  |  | CON-FUE_1014 | Tellus S2 M68, 20 L | 2258.5475 | 1 | 2925.67 | pail/s | Chem - Stg | CENPRI
1742 | Local |  |  | CON-FUE_1015 | Belt Dressing, Specialist, 360ml | 395 | 0 | 395 | can/s | WH - Rm1 | CENPRI
1743 | Local |  |  | CON-FUE_1016 | Oil, Engine, 20W-50, Euro Lube, 4T | 0 | 0 | 0 | ltr/s
1744 | Local |  |  | CON-FUE_1017 | Petromar HF 4040 | 24960 | -5 | 25210 | drum/s | WH - Bldg. | CENPRI
1745 |  |  |  | CON-FUE_1018 | Oil, Diesel Engine, REV-X Premium Multi-Grade, SAE 15W-40 | 142.5 | 0 | 135 | ltr/s | WH - Rm3 | CENPRI | Rack - D1
1746 | Local |  |  | CON-FUE_1019 | Belt Dressing, Spray, 450ml | 280 | 0 | 280 | can/s | WH - Rm3 | CENPRI | Rack - C3
1747 | Local |  |  | CON-FUE_1020 | Grease, Multipurpose, 500ml | 140 | 0 | 140 | can/s | WH - Rm3 | CENPRI | Rack - H2
1748 |  |  |  | CON-HOU_1005 | Air Freshener | 0 | 0 |  | can/s
1749 |  |  |  | CON-HOU_1006 | Bag, (for Seedling) | 0 | 0 |  | pc/s
1750 | Local |  |  | CON-HOU_1007 | Bag, Garbage, L | 2.8 | 0 | 5.6 | pc/s
1751 | Local |  |  | CON-HOU_1008 | Bag, Garbage, Medium | 2.316 | 0 | 1.5 | pc/s
1752 |  |  |  | CON-HOU_1009 | Bag, Garbage, Small | 0 | 0 |  | pc/s
1753 |  |  |  | CON-HOU_1010 | Bag, Garbage, XL | 3.63 | 0 | 7.32 | pc/s
1754 |  |  |  | CON-HOU_1011 | Bag, Garbage, XXL | 7.4133 | 0 | 7 | pc/s
1755 |  |  |  | CON-HOU_1012 | Broom (Paypay) | 67.0833 | 1 | 45 | pc/s | WH - Rm3 | CENPRI | Rack - G1
1756 | Local |  |  | CON-HOU_1013 | Broom, Pad (Plastic Bristles) | 50 | 0 | 75 | pc/s
1757 |  |  |  | CON-HOU_1014 | Broom, Stick | 22 | 0 | 30 | pc/s
1758 | Local |  |  | CON-HOU_1015 | Brush, Laundry | 21.75 | 0 | 25 | pc/s
1759 |  |  |  | CON-HOU_1016 | Brush, Nylon | 11 | 0 | 22 | pc/s
1760 |  |  |  | CON-HOU_1017 | Brush, Plastic | 0 | 0 |  | pc/s
1761 |  |  |  | CON-HOU_1018 | Brush, Steel | 12.825 | -6 | 18 | pc/s
1762 | Local |  |  | CON-HOU_1019 | Brush, Toilet, Big | 22.5 | 0 | 45 | pc/s
1763 |  |  |  | CON-HOU_1020 | Brush, Toilet, Small | 0 | 0 |  | pc/s
1764 |  |  |  | CON-HOU_1021 | Brush, Tube, Twisted, Brass Wire | 0 | 0 |  | pc/s
1765 | Local |  |  | CON-HOU_1022 | Brush, Tube, Twisted, Nylon | 15.29 | 0 | 17.15 | pc/s
1766 |  |  |  | CON-HOU_1023 | Cling Wrap | 0 | 0 |  | sht/s
1767 |  |  |  | CON-HOU_1024 | Detergent Powder | 85.25 | 0 | 93 | pack/s
1768 | Local |  |  | CON-HOU_1025 | Dustpan | 47.5 | 0 | 95 | pc/s
1769 |  |  |  | CON-HOU_1026 | Floormat, Plastic | 0 | 0 |  | pc/s
1770 |  |  |  | CON-HOU_1027 | Floormat, Rubber | 0 | 0 |  | pc/s
1771 |  |  |  | CON-HOU_1028 | Foam, 2" Thick x 44" Width x 80" Length | 0 | 0 |  | sht/s
1772 |  |  |  | CON-HOU_1029 | Foam, 4" Thick | 0 | 0 |  | sht/s
1773 |  |  |  | CON-HOU_1030 | Gloves, Cotton | 11.9247 | 34 | 11.45 | pair/s | WH - Rm3 | CENPRI | Rack - D3
1774 |  |  |  | CON-HOU_1031 | Mop Handle | 0 | 0 |  | pc/s
1775 | Local |  |  | CON-HOU_1032 | Mop Head | 94.875 | 0 | 189.75 | pc/s
1776 | Local |  |  | CON-HOU_1033 | Mop w/ Handle | 189.875 | 0 | 379.75 | pc/s
1777 |  |  |  | CON-HOU_1034 | Paper Towels (100"s) | 0 | 0 |  | pack/s
1778 |  |  |  | CON-HOU_1035 | Rags, Cotton | 48.5 | -11 | 50 | kg/s | WH - Rm3 | CENPRI | Rack - G2
1779 |  |  |  | CON-HOU_1036 | Rags, Ukay-ukay | 0 | 0 |  | kg/s
1780 |  |  |  | CON-HOU_1037 | Sack, Empty | 4.04 | -3 | 8 | pc/s
1781 | Local |  |  | CON-HOU_1038 | Saw Dust | 7.5 | 10 | 10 | sack/s
1782 |  |  |  | CON-HOU_1039 | Soap, Bar | 0 | 0 |  | bar/s
1783 |  |  |  | CON-HOU_1040 | Soap, Liquid, All- Purpose | 226.7955 | 2 | 280 | gal/s | WH - Rm3 | CENPRI | Rack - D3
1784 |  |  |  | CON-HOU_1041 | Soap, Liquid, Dishwashing | 0 | 0 |  | ltr/s
1785 |  |  |  | CON-HOU_1042 | Soap, Liquid, Industrial | 0 | 0 |  | ltr/s
1786 |  |  |  | CON-HOU_1043 | Sorbent Boom, Economical SPC, 8" x 10" ENV810 (Economy Boom w/Blue Sleeve, Lint Free, 4/Bale, Absorbency Capacity : 65ga | 0 | 0 |  | roll/s
1787 |  |  |  | CON-HOU_1044 | Stretch Film, 20micron x 300mm x 150mtr | 199.8333 | 0 | 299.75 | roll/s
1788 |  |  |  | CON-HOU_1045 | Stretch Film, 20micron x 500mm x 1000mtr | 0 | 0 |  | roll/s
1789 | Local |  |  | CON-HOU_1046 | Tissue | 16.75 | 0 | 33.5 | roll/s
1790 |  |  |  | CON-HOU_1047 | Plastic, Resealable, #8 | 2.025 | 0 | 1.8 | pc/s | WH - Rm3 | CENPRI | Rack - A2
1791 |  |  |  | CON-HOU_1048 | Plastic, Resealable, #5 | 0.865 | 0 | 0.7 | pc/s | WH - Rm3 | CENPRI | Rack - A2
1792 |  |  |  | CON-HOU_1049 | Plastic, Resealable, #12 | 6 | 0 | 6 | pc/s | WH - Rm3 | CENPRI | Rack - A2
1793 |  |  |  | CON-HOU_1050 | Borrowing | 0 | 0 | 0 | pc/s | WH - Rm1 | CENPRI
1794 |  |  |  | CON-HOU_1051 | Sack, Lamimated (Sakolin), 12 f x 25 meters | 85 | 0 | 85 | mtr/s | WH - Rm3 | CENPRI
1795 | Local |  |  | CON-HOU_1052 | Soap, Liquid, All- Purpose, Liters | 64.8 | 0 | 64.8 | ltr/s | WH - Rm3 | CENPRI | Rack - E4
1796 |  |  |  | CON-HOU_1053 | Gloves, Cotton, Rubberized | 34.2812 | 7 | 41 | pair/s | WH - Rm3 | CENPRI | Rack - E2
1797 | Local |  |  | CON-HOU_1054 | Plastic, Resealable, #10 | 3.4 | 0 | 3.4 | pc/s | WH - Rm3 | CENPRI | Rack - A3
1798 | Local |  |  | CON-HOU_1055 | Plastic, Resealable, #9 | 2.4 | 0 | 2.4 | pc/s | WH - Rm3 | CENPRI | Rack - A3
1799 | Local |  |  | CON-HOU_1056 | Plastic, Resealable, #7 | 1.25 | 0 | 1.25 | pc/s | WH - Rm3 | CENPRI | Rack - A2
1800 | Local |  |  | CON-HOU_1057 | Herbicide, Roundup, Weed Killer | 1550 | 0 | 1550 | gal/s | Chem - Stg | CENPRI
1801 | Local |  |  | CON-HOU_1058 | Foam, 2" Thick x 36" Width x 75" Length | 1424.76 | 0 | 1424.76 | sht/s | WH - Rm3 | CENPRI
1802 | Local |  |  | CON-HOU_1059 | Soap, Special Powder | 44.5 | 2 | 34 | kg/s | WH - Rm1 | CENPRI
1803 | Local |  |  | CON-HOU_1060 | Sheeting Garden, Black Heavy Duty Polyethylene Plastic, 4 meters x 25 meters, Offered: Plastic Mulch, 1.5 meters x 400 meters | 2200 | 0 | 2200 | roll/s | WH - Rm3 | CENPRI
1804 | Local |  |  | CON-HOU_1061 | Wiper, Glass Cleaning | 200 | 0 | 200 | pc/s | WH - Rm3 | CENPRI
1805 | Local |  |  | CON-HOU_1062 | Stretch Film, 20micron x 500mm x 500mtr | 868.0625 | 1 | 949.75 | roll/s | WH - Rm3 | CENPRI | Rack - H2
1806 | Local |  |  | CON-HOU_1063 | Sack, Lamimated (Sakolin), 12 ft x 15 ft | 1890 | 0 | 1890 | lot/s | WH - Bldg. | CENPRI
1807 | Local |  |  | CON-HOU_1064 | Sack, Lamimated (Sakolin), 14 ft x 30 ft, Yellow-Green | 4200 | 0 | 4200 | lgth/s | WH - Rm3 | CENPRI
1808 | Local |  |  | CON-HOU_1065 | Feather Duster | 75 | 0 | 75 | pc/s
1809 | Local |  |  | CON-HOU_1066 | Brush, Brass, 4 Rows | 26.5 | 0 | 26.5 | pc/s | WH - Rm3 | CENPRI | Rack - D2
1810 | Local |  |  | CON-HOU_1067 | Bag, Garbage, Tarnsparent, 24" x 36" | 2.45 | 0 | 2.45 | pc/s | WH - Rm3 |  | Rack - D1
1811 | Local |  |  | CON-HOU_1068 | Stretch Film, 18micron x 500mm (20") x 300mtr | 659.75 | 1 | 659.75 | roll/s | WH - Rm3 | CENPRI | Rack - C1
1812 | Local |  |  | CON-HOU_1069 | Soap, Liquid, Hand Washing, 450ml | 148.75 | 0 | 148.75 | bot/s | WH - Rm3 | CENPRI
1813 | Local |  |  | CON-HOU_1070 | Multi Insect Killer Spray | 203.75 | 0 | 199.75 | can/s | WH - Rm3 | CENPRI | Rack - D1
1814 |  |  |  | CON-HOU_1071 | Foam, Class B, 24" x 37" x 2" Thick | 0 | 3 |  | sht/s | WH - Rm3 | CENPRI
1815 | Local |  |  | CON-HOU_1072 | B-Net, Black, 8 ft | 75 | 15 | 75 | mtr/s | WH - Rm3 | CENPRI | Rack - D1
1816 | Local |  |  | CON-HOU_1073 | Clutch Lining, For Grass Cutter | 400 | 0 | 400 | pc/s | WH - Rm3 | CENPRI | Rack - C3
1817 | Local |  |  | CON-HOU_1074 | Gear Case Assembly, for Grass Cutter | 2000 | 0 | 2000 | pc/s | WH - Rm3 | CENPRI | Rack - D2
1818 | Local |  |  | CON-HOU_1075 | Mop with Squeezer (with Mop Head & Maop Handle 5 ft.) | 4045 | 0 | 4045 | unit/s | WH - Rm3 | CENPRI
1819 |  |  |  | CON-MED_1005 | Advil | 0 | 0 |  | tab/s
1820 |  |  |  | CON-MED_1006 | Alaxan | 0 | 0 |  | tab/s
1821 |  |  |  | CON-MED_1007 | Alcohol, Ethyl, 70% Solution, 250ml | 0 | 0 |  | bot/s
1822 |  |  |  | CON-MED_1008 | Alcohol, Ethyl, 70% Solution, 500ml | 0 | 0 |  | bot/s
1823 |  |  |  | CON-MED_1009 | Alcohol, Isopropyl, 70% Solution, 250ml | 0 | 0 |  | bot/s
1824 | Local |  |  | CON-MED_1010 | Alcohol, Isopropyl, 70% Solution, 500ml | 52.0333 | 0 | 85 | bot/s
1825 |  |  |  | CON-MED_1011 | Alnix | 0 | 0 |  | tab/s
1826 |  |  |  | CON-MED_1012 | Ammonia, Strong Solution (150ml) | 0 | 0 |  | bot/s
1827 | Manila |  |  | CON-MED_1013 | B-Complex, Super, 500 tabs/bot | 0 | 0 | 0 | bot/s
1828 |  |  |  | CON-MED_1014 | B-Complex, Super, 500 tabs/bot | 0 | 0 | 0 | bot/s
1829 |  |  |  | CON-MED_1015 | Band Aid, Strips | 0 | 0 | 0 | pc/s
1830 |  |  |  | CON-MED_1016 | Bandage, Elastic Roller, 2" x 5 yards | 0 | 0 | 0 | roll/s | WH - Rm3 | CENPRI | Rack - C3
1831 | Local |  |  | CON-MED_1017 | Bandage, Triangular Cloth | 24 | 0 | 48 | sht/s
1832 |  |  |  | CON-MED_1018 | Betadine Solution, 120ml | 0 | 0 |  | bot/s
1833 |  |  |  | CON-MED_1019 | Bioflu | 0 | 0 |  | tab/s
1834 |  |  |  | CON-MED_1020 | Biogesic | 0 | 0 |  | tab/s
1835 |  |  |  | CON-MED_1021 | Burnzine | 0 | 0 |  | tube/s
1836 |  |  |  | CON-MED_1022 | Buscopan | 0 | 0 |  | tab/s
1837 |  |  |  | CON-MED_1023 | Catapres | 0 | 0 |  | tab/s
1838 |  |  |  | CON-MED_1024 | Celestamin | 0 | 0 |  | tab/s
1839 | Local |  |  | CON-MED_1025 | Cotton Balls (300s) | 37.5 | 0 | 75 | pack/s
1840 |  |  |  | CON-MED_1026 | Cotton Buds (100s) | 0 | 0 |  | pack/s
1841 |  |  |  | CON-MED_1027 | Decolgen | 0 | 0 |  | tab/s
1842 |  |  |  | CON-MED_1028 | Diatabs | 0 | 0 |  | tab/s
1843 |  |  |  | CON-MED_1029 | Flammazine Cream, 20g | 0 | 0 |  | bot/s
1844 |  |  |  | CON-MED_1030 | Gauze, Sterile, 4" x 4" | 0 | 0 |  | pack/s
1845 | Local |  |  | CON-MED_1031 | Gloves,Clean (Medical) | 115 | 0 | 230 | box/s
1846 |  |  |  | CON-MED_1032 | Hydrite | 0 | 0 |  | tab/s
1847 |  |  |  | CON-MED_1033 | Kremil-S | 0 | 0 |  | tab/s
1848 |  |  |  | CON-MED_1034 | Liniment Oil | 0 | 0 |  | bot/s
1849 |  |  |  | CON-MED_1035 | Mask, Dust | 9.4488 | 0 | 0 | pc/s
1850 |  |  |  | CON-MED_1036 | Mask, Face, Cotton | 0 | 0 |  | pc/s
1851 | Local |  |  | CON-MED_1037 | Mask, Face, Surgical | 90.625 | 0 | 75 | box/s
1852 |  |  |  | CON-MED_1038 | Mefenamic Acid | 0 | 0 |  | tab/s
1853 |  |  |  | CON-MED_1039 | Micropore Plaster, 1" x 10yards | 0 | 0 |  | roll/s
1854 |  |  |  | CON-MED_1040 | Multivitamins, Vitamin C 500tabs/bot | 0 | 0 | 0 | bot/s
1855 |  |  |  | CON-MED_1041 | Plain NSS Solution, 1L | 0 | 0 | 0 | ltr/s
1856 |  |  |  | CON-MED_1042 | Soap,Hand, Antibacterial, Moisturizing, 500ml | 0 | 0 |  | bot/s
1857 |  |  |  | CON-MED_1043 | Syringe, 3cc, Disposable | 0 | 0 |  | pc/s
1858 | Manila |  |  | CON-MED_1044 | Test Strip, for Glucometer | 0 | 0 | 0 | pc/s
1859 |  |  |  | CON-MED_1045 | Vicks Vaporub, 25ml | 0 | 0 |  | bot/s
1860 |  |  |  | CON-MED_1046 | Visine Eye Drops | 0 | 0 |  | bot/s
1861 |  |  |  | CON-MED_1047 | Wet Wipes (100s) | 0 | 0 |  | pack/s
1862 |  |  |  | CON-MED_1048 | White Flower Oil, 20ml | 0 | 0 |  | bot/s
1863 |  |  |  | CON-MED_1049 | Gauze, Pads, Sterilized, 12 Ply, 2" x 2" | 0 | 0 | 0 | pc/s | WH - Rm3 | CENPRI | Rack - C2
1864 |  |  |  | CON-MED_1050 | Gauze, Pads, Sterilized, 12 Ply, 3" x 3" | 0 | 0 | 0 | pc/s | WH - Rm3 | CENPRI | Rack - C2
1865 |  |  |  | CON-MED_1052 | Gauze, Rolled, 3" x 10 yards | 0 | 0 | 0 | roll/s | WH - Rm3 | CENPRI | Rack - C3
1866 |  |  |  | CON-MED_1053 | Dextrose, Plain NSS, Plastic Bottle, 500ml |  | 0 |  | bot/s | WH - Rm3 | CENPRI | Rack - C3
1867 |  |  |  | CON-MED_1054 | Tablet, Ranitidine, 150mg | 0 | 0 | 0 | pc/s | WH - Rm3 | CENPRI | Rack - C3
1868 |  |  |  | CON-MED_1055 | Tablet, Meclizine HCL, Bonamine, 25mg | 0 | 0 | 0 | pc/s | WH - Rm3 | CENPRI | Rack - C3
1869 |  |  |  | CON-MED_1056 | Vitamin, 400 Softgel, Nature Made, B12 | 0 | 0 | 0 | bot/s | WH - Rm1 | CENPRI
1870 | Local |  |  | CON-MED_1057 | Lancets, Sterile | 2.6 | 0 | 2.6 | pc/s
1871 | Manila |  |  | CON-MED_1058 | Multivitamins, Minerals, 500 tab/bot | 0 | 0 | 0 | bot/s
1872 | Local |  |  | CON-MED_1059 | Vitamin E, 400 I.U., Kirkland, 500 Softgel/bot | 0 | 0 | 0 | bot/s | WH - Rm3 | CENPRI | Rack - C1
1873 | Local |  |  | CON-MED_1060 | Fish Oil, Softgels, 1000mg | 0 | 0 | 0 | bot/s | WH - Rm3 | CENPRI | Rack - D1
1874 |  |  |  | CON-OEA_1001 | Gasket Maker, Red Silicon | 0 | 0 |  | tube/s
1875 |  |  |  | CON-OEA_1002 | Gasket Maker, Set | 0 | 0 |  | set/s
1876 |  |  |  | CON-OEA_1003 | Gasket Maker, Slow Dry | 0 | 0 |  | tube/s
1877 |  |  |  | CON-OEA_1004 | Gasket Maker, Slow Dry, RTV Silicon | 0 | 0 |  | tube/s
1878 |  |  |  | CON-OEA_1005 | Gasket, Aramid Fiber, Green, 0.4mm x 1.5m x 1.5m | 0 | 0 |  | sht/s
1879 |  |  |  | CON-OEA_1006 | Gasket, Aramid Fiber, Green, 0.8mm x 1.5m x 1.5m | 0 | 0 |  | sht/s
1880 |  |  |  | CON-OEA_1007 | Gasket, Carbon, w/ Wire Reinforcement, Black, 1/4" x 1.5m x 1.5m | 0 | 16 |  | sht/s | WH - Bldg. | CENPRI
1881 |  |  |  | CON-OEA_1008 | Gasket, Carbon, High Heat, Black, 1/8" x 1.5m x 1.5m | 0 | 0 |  | sht/s
1882 |  |  |  | CON-OEA_1009 | Gasket, Compressed, Rubber, w/ Wire Insertion, Black, High Pressure, 1/8" x 1.5m x 1.5m | 0 | 1 |  | sht/s | WH - Rm3 | CENPRI
1883 |  |  |  | CON-OEA_1010 | Gasket, Compressed, w/ Wire Insertion, Black, 1/16" x 1.5m x 1.5m | 0 | 2 |  | sht/s | WH - Rm3 | CENPRI
1884 |  |  |  | CON-OEA_1011 | Gasket, Compressed, w/ Wire Insertion, Black, 1/32 x 1.5 x 1.5mm | 0 | 0 |  | sht/s | WH - Rm3 | CENPRI
1885 |  |  |  | CON-OEA_1012 | Gasket, Compressed,Non-Asbestos, w/ Wire Reinforcement, Black, 1/4" x 1.5m x 1.5m | 0 | 2 |  | sht/s | WH - Rm3 | CENPRI
1886 | Manila |  |  | CON-OEA_1013 | Gasket, Compressed, Non Asbestos, w/ Wire Insertion, Black, 1/8" x 1.5m x 1.5m | 2750 | 15 | 8250 | sht/s | WH - Rm3 | CENPRI
1887 |  |  |  | CON-OEA_1014 | Gasket, Compressed, Non-Asbestos, w/ Wire Reinforcement, Green, 1/16" x 1.5m x 1.5m | 0 | 18 |  | sht/s | WH - Rm3 | CENPRI
1888 |  |  |  | CON-OEA_1015 | Gasket, Compressed, Non-Asbestos, w/ Wire Reinforcement, Green, 1/8" x 1.5m x 1.5m | 0 | 6 |  | sht/s | WH - Rm3 | CENPRI
1889 |  |  |  | CON-OEA_1016 | Gasket, Compressed, Non-Asbestos, w/ Wire Reinforcement, Green, 1/4" x 1.5m x 1.5m | 0 | 5 |  | sht/s | WH - Rm3 | CENPRI
1890 |  |  |  | CON-OEA_1017 | Gasket, Compressed, w/o Wire Insertion, Black, 1/32 x 1.5 x 1.5 | 0 | 6 |  | sht/s | WH - Rm3 | CENPRI
1891 |  |  |  | CON-OEA_1018 | Gasket, Compressed, w/o Wire Insertion, Green, 1/16" x 1.5m x 1.5m | 0 | 5 |  | sht/s | WH - Rm3 | CENPRI
1892 |  |  |  | CON-OEA_1019 | Gasket, Compressed, w/o Wire Insertion, Green, 1/8" x 1.5m x 1.5m | 0 | 0 |  | sht/s
1893 |  |  |  | CON-OEA_1020 | Brass Shim Stock 002" x 6" | 0 | 0 |  | sht/s
1894 |  |  |  | CON-OEA_1021 | Brass Shim Stock 009" x 6" | 0 | 0 |  | sht/s
1895 |  |  |  | CON-OEA_1022 | Container, Plastic, 1 Gal | 0 | 0 |  | pc/s
1896 |  |  |  | CON-OEA_1023 | Oil Can | 0 | 0 |  | can/s
1897 | Manila |  |  | CON-OEA_1024 | Paste, High Spot, Mechanic Blue, 30g | 47.5 | 0 | 95 | tube/s
1898 |  |  |  | CON-OEA_1025 | Paste, Water Finding, 85g | 0 | 7 |  | tube/s | WH - Rm3 | CENPRI | Rack - H2
1899 | Manila |  |  | CON-OEA_1026 | Paste, Gasoline Gauging, 2.25oz | 210 | 0 | 420 | pc/s
1900 |  |  |  | CON-OEA_1027 | Paste, Thread, 1kg | 0 | 0 |  | can/s
1901 | Local |  |  | CON-OEA_1028 | Bearing, Pillow Block, 1 11/16 Inches ID | 646 | 0 | 646 | pc/s | WH - Rm3 | CENPRI | Rack - C3
1902 | Local |  |  | CON-OEA_1029 | Bearing, Ball, 6308-2Z | 233 | 4 | 466 | pc/s | WH - Rm3 | CENPRI | Rack - B4
1903 | Local |  |  | CON-OEA_1030 | Hose, Industrial Rubber Air | 49 | 0.5 | 49 | feet | WH - Rm1 | CENPRI
1904 | Local |  |  | CON-OEA_1031 | Bearing, Ball, 6306-2Z C3 | 285 | 0 | 285 | pc/s | WH - Rm3 | CENPRI
1905 | Local |  |  | CON-OEA_1032 | Hose, Pneumatic, 8mm | 82 | 0 | 82 | mtr/s | WH - Rm1 | CENPRI
1906 | Manila |  |  | CON-OEA_1033 | Bolt, Hex, High Tensile, Full Thread, W/ Lock Washer, M20 x 55mm x 2.5 Pitch | 28.5 | 0 | 28.5 | set/s |  | CENPRI
1907 | Manila |  |  | CON-OEA_1034 | Bolt, Hex, High Tensile, Half Thread, W/ Lock Washer, M16 x 65mm x 2.5 Pitch | 18.65 | 0 | 18.65 | set/s | WH - Rm3 | CENPRI
1908 | Manila |  |  | CON-OEA_1035 | Bolt, Hex, High Tensile, Full Thread, W/ Lock Washer, M16 x 55mm x 2.0 Pitch | 16.6 | 0 | 16.6 | set/s | WH - Rm3 | CENPRI
1909 | Manila |  |  | CON-OEA_1036 | Bolt, Hex, High Tensile, Full Thread, W/ Lock Washer, M16 x 45mm x 2.0 Pitch | 14.5 | 0 | 14.5 | set/s | WH - Rm3 | CENPRI
1910 | Manila |  |  | CON-OEA_1037 | Bolt, Hex, High Tensile, Half Thread, W/ Lock Washer, M16 x 130mm x 2.0 Pitch | 33.5 | 0 | 33.5 | set/s | WH - Rm3 | CENPRI
1911 | Manila |  |  | CON-OEA_1038 | Bolt, Hex, High Tensile, Full Thread, W/ Lock Washer, M12 x 50mm x 1.75 Pitch | 7.8 | 0 | 7.8 | set/s | WH - Rm3 | CENPRI
1912 | Manila |  |  | CON-OEA_1039 | Bolt, Hex, High Tensile, Half Thread, W/Nut & Lock Washer, M22 x 75mm x 2.5 Pitch | 61.75 | 35 | 64.5 | set/s | WH - Rm3 | CENPRI | Rack - F4
1913 | Manila |  |  | CON-OEA_1040 | Bolt, Hex, High Tensile, Full Thread, W/ Lock Washer, M14 x 50mm x 2.0 Pitch | 11.75 | 0 | 11.75 | set/s | WH - Rm3 | CENPRI
1914 | Local |  |  | CON-OEA_1041 | Allen Screw, Flat, 5/8", (8x40mm) | 17 | 0 | 17 | pc/s
1915 | Local |  |  | CON-OEA_1042 | Bearing, Ball, NU 306 ECP/C3 | 1733 | 2 | 1733 | pc/s | WH - Rm3 | CENPRI | Rack - B4
1916 | Local |  |  | CON-OEA_1043 | Scrubbing Pad, Scotch Brite 3M, 95 x 15mm | 52.75 | 0 | 28.5 | pc/s
1917 | Local |  |  | CON-OEA_1044 | Hose, Hydraulic, 3/4" | 0 | 0 | 0 | feet
1918 | Local |  |  | CON-OEA_1045 | Bearing, Ball, 6306-2ZR | 260 | 0 | 260 | pc/s | WH - Rm3 | CENPRI | Rack - B4
1919 | Manila |  |  | CON-OEA_1046 | Bearing, Roller, NJ 312ECP | 2900 | 2 | 5800 | pc/s | WH - Rm3 | CENPRI | Rack - B4
1920 |  |  |  | CON-OEA_1047 | Cylinder Booster Repair Kit, Governor | 0 | 1 |  | Kit/s | WH - Rm3 | CENPRI | Rack - J1
1921 | Local |  |  | CON-OEA_1048 | Scrubbing Pad, Heavy Duty, 95mm x 150mm x 8mm | 77.9833 | 5 | 77.1 | pack/s | WH - Rm3 | CENPRI | Rack - C3
1922 | Manila |  |  | CON-OEA_1221 | Bolt, Hex, High Tensile, Full Thread, W/ Lock Washer, M16 x 50mm x 2.0 Pitch | 14.75 | 0 | 14.75 | set/s | WH - Rm3 | CENPRI
1923 |  |  |  | CON-OFF_1005 | Bin Card | 0 | 0 |  | pc/s
1924 |  |  |  | CON-OFF_1006 | Binder | 0 | 0 |  | pc/s
1925 |  |  |  | CON-OFF_1007 | Box, Storage, Heavy Duty | 78.75 | 0 | 105 | box/s
1926 |  |  |  | CON-OFF_1008 | Carbon, Film / Copy, Paper | 0 | 0 |  | sht/s
1927 |  |  |  | CON-OFF_1009 | Cartolina, White | 0 | 0 |  | pc/s
1928 |  |  |  | CON-OFF_1010 | Cartridge, BMP21 Mobile Printer, Balck Ribbon on Yellow Vinyl | 0 | 0 |  | pc/s
1929 |  |  |  | CON-OFF_1011 | Clip Board, Wooden | 33.3333 | 0 | 55 | pc/s
1930 |  |  |  | CON-OFF_1012 | Clip, Binder, 1/2" | 13.5 | 0 | 15 | box/s
1931 |  |  |  | CON-OFF_1013 | Clip, Bulldog | 0 | 0 |  | pc/s
1932 |  |  |  | CON-OFF_1014 | Clip, Paper, 33mm | 5.3333 | 0 | 8 | box/s
1933 |  |  |  | CON-OFF_1015 | Clip, Paper, 50mm | 12.3333 | 0 | 19 | box/s
1934 |  |  |  | CON-OFF_1016 | Cutter Blade, 3/4" | 0 | 0 |  | pc/s
1935 |  |  |  | CON-OFF_1017 | Cutter, 3/4" | 0 | 0 |  | pc/s
1936 |  |  |  | CON-OFF_1018 | Envelope, Commercial Flap, Brown | 0 | 0 |  | pc/s
1937 |  |  |  | CON-OFF_1019 | Envelope, Commercial Flap, White | 0 | 0 |  | pc/s
1938 |  |  |  | CON-OFF_1020 | Envelope, Expandable, Long | 4.5 | 0 | 9 | pc/s
1939 |  |  |  | CON-OFF_1021 | Envelope, Expandable, Short | 0 | 0 |  | pc/s
1940 |  |  |  | CON-OFF_1022 | Envelope, Letter, White, Long | 0.26 | 0 | 0.52 | pc/s
1941 |  |  |  | CON-OFF_1023 | Envelope, String and Button, Brown | 0 | 0 |  | pc/s
1942 |  |  |  | CON-OFF_1024 | Envelope, String and Button, Red | 0 | 0 |  | pc/s
1943 |  |  |  | CON-OFF_1025 | Envelope, String and Button, White | 0 | 0 |  | pc/s
1944 |  |  |  | CON-OFF_1026 | Eraser, Gum | 0 | 0 |  | pc/s
1945 | Local |  |  | CON-OFF_1027 | Eraser, Pencil | 4 | 0 | 8 | pc/s
1946 |  |  |  | CON-OFF_1028 | Eraser, Rubber | 0 | 0 |  | pc/s
1947 |  |  |  | CON-OFF_1029 | Eraser, Vinyl | 0 | 0 |  | pc/s
1948 |  |  |  | CON-OFF_1030 | Fabric, Pongee | 0 | 0 |  | mtr/s
1949 |  |  |  | CON-OFF_1031 | Fastener, Paper, Metal | 0 | 0 |  | box/s
1950 |  |  |  | CON-OFF_1032 | Fastener, Paper, Plastic | 17.6667 | 0 | 28 | box/s | WH - Rm1 | CENPRI
1951 |  |  |  | CON-OFF_1033 | Folder, Long, Brown | 0 | 0 |  | pc/s
1952 |  |  |  | CON-OFF_1034 | Folder, Long, White | 3.2917 | 0 | 4 | pc/s
1953 |  |  |  | CON-OFF_1035 | Folder, Organizer, Long | 0 | 0 |  | pc/s
1954 |  |  |  | CON-OFF_1036 | Folder, Short, Brown | 0 | 0 |  | pc/s
1955 |  |  |  | CON-OFF_1037 | Folder, Short, White | 2.3125 | 0 | 3.5 | pc/s
1956 |  |  |  | CON-OFF_1038 | Glue, Multi Purpose | 41 | 0 | 40 | bot/s | WH - Rm1 | CENPRI
1957 |  |  |  | CON-OFF_1039 | Highlighter, Green | 0 | 0 |  | pc/s
1958 |  |  |  | CON-OFF_1040 | Highlighter, Orange | 0 | 0 |  | pc/s
1959 |  |  |  | CON-OFF_1041 | Highlighter, Yellow | 0 | 0 |  | pc/s
1960 |  |  |  | CON-OFF_1042 | Ink Refill, Pemanent, Blue | 33 | 0 | 66 | bot/s | WH - Rm1 | CENPRI
1961 |  |  |  | CON-OFF_1043 | Ink Refill, Permanent, Black | 32.6667 | 0 | 0 | bot/s
1962 |  |  |  | CON-OFF_1044 | Ink Refill, Permanent, Red | 24 | 0 | 30 | bot/s
1963 |  |  |  | CON-OFF_1045 | Ink Refill, Printer, Black | 50 | 0 | 75 | bot/s
1964 |  |  |  | CON-OFF_1046 | Ink Refill, Printer, Cyan | 50 | 0 | 75 | bot/s
1965 |  |  |  | CON-OFF_1047 | Ink Refill, Printer, Magenta | 50 | 0 | 75 | bot/s
1966 |  |  |  | CON-OFF_1048 | Ink Refill, Printer, Yellow | 56.25 | 0 | 75 | bot/s
1967 |  |  |  | CON-OFF_1049 | Ink Refill, Stamp Pad, Violet | 0 | 0 |  | bot/s
1968 |  |  |  | CON-OFF_1050 | Ink Refill, Whiteboard, Black | 73.3333 | 0 | 110 | bot/s
1969 |  |  |  | CON-OFF_1051 | Ink Refill, Whiteboard, Blue | 73.3333 | 0 | 110 | bot/s
1970 |  |  |  | CON-OFF_1052 | Ink Refill, Whiteboard, Red | 0 | 0 |  | bot/s
1971 |  |  |  | CON-OFF_1053 | Logbook, 300-pages | 25 | 0 | 0 | pc/s
1972 |  |  |  | CON-OFF_1054 | Logbook, 500-pages | 57.1117 | 0 | 69 | pc/s
1973 | Local |  |  | CON-OFF_1055 | Marker, Metal, White | 180 | 1 | 360 | pc/s
1974 |  |  |  | CON-OFF_1056 | Marker, Metal, Yellow | 231.7767 | 0 | 360 | pc/s
1975 |  |  |  | CON-OFF_1057 | Marker, Permanent, Fine, Black | 23.0833 | 0 | 33 | pc/s
1976 |  |  |  | CON-OFF_1058 | Marker, Permanent, Fine, Blue | 22.5 | 0 | 30 | pc/s | WH - Rm1 | CENPRI
1977 |  |  |  | CON-OFF_1059 | Marker, Permanent, Fine, Red | 20 | 0 | 30 | pc/s
1978 | Local |  |  | CON-OFF_1060 | Marker, White Board, Black | 22.5 | 0 | 45 | pc/s
1979 |  |  |  | CON-OFF_1061 | Marker, White Board, Blue | 33.75 | 0 | 45 | pc/s
1980 |  |  |  | CON-OFF_1062 | Marker, White Board, Red | 0 | 0 |  | pc/s
1981 |  |  |  | CON-OFF_1063 | Paper, Bond, A4 | 145.7143 | 0 | 170 | ream/s
1982 |  |  |  | CON-OFF_1064 | Paper, Bond, Long | 166.6667 | 0 | 190 | ream/s
1983 |  |  |  | CON-OFF_1065 | Paper, Bond, Short | 80 | 0 | 160 | ream/s
1984 |  |  |  | CON-OFF_1066 | Paper, Mimeo, A4 | 0 | 0 |  | ream/s
1985 |  |  |  | CON-OFF_1067 | Paper, Mimeo, Long | 94.1667 | 0 | 105 | ream/s
1986 |  |  |  | CON-OFF_1068 | Paper, Mimeo, Short | 69.375 | 0 | 95 | ream/s
1987 |  |  |  | CON-OFF_1069 | Paper, Yellow Pad | 0 | 0 |  | pad/s
1988 |  |  |  | CON-OFF_1070 | Pen, Ballpoint, Black | 13.25 | 0 | 4 | pc/s
1989 |  |  |  | CON-OFF_1071 | Pen, Ballpoint, Blue | 2.085 | 0 | 4.17 | pc/s
1990 |  |  |  | CON-OFF_1072 | Pen, Ballpoint, Red | 2.9925 | 0 | 4 | pc/s
1991 |  |  |  | CON-OFF_1073 | Pencil, Graphite, # 1 | 0 | 0 |  | pc/s
1992 |  |  |  | CON-OFF_1074 | Pencil, Graphite, # 2 | 3.6667 | 0 | 5.5 | pc/s
1993 |  |  |  | CON-OFF_1075 | Pencil, Graphite, # 3 | 0 | 0 |  | pc/s
1994 |  |  |  | CON-OFF_1076 | Pencil, Graphite, # 4 | 0 | 0 |  | pc/s
1995 |  |  |  | CON-OFF_1077 | Plastic, Cover | 6 | 0 | 12 | mtr/s
1996 |  |  |  | CON-OFF_1078 | Rubber Band | 0 | 0 |  | box/s
1997 |  |  |  | CON-OFF_1079 | Stapler, Desktop, #10 | 0 | 0 |  | pc/s
1998 |  |  |  | CON-OFF_1080 | Stapler, Desktop, w/ Remover, #35 | 193.3333 | 0 | 300 | pc/s
1999 |  |  |  | CON-OFF_1081 | Tape, Cellophane, 1" | 12.1429 | 0 | 17 | roll/s
2000 |  |  |  | CON-OFF_1082 | Tape, Cellophane, 2" | 25.8333 | 0 | 30 | roll/s
2001 |  |  |  | CON-OFF_1083 | Tape, Correction | 13.1667 | 0 | 15 | pc/s
2002 |  |  |  | CON-OFF_1084 | Tape, Duct, 2" | 182.95 | 0 | 700 | roll/s
2003 |  |  |  | CON-OFF_1085 | Tape, Masking, 1" | 19.7587 | 6 | 28 | roll/s | WH - Rm3 | CENPRI | Rack - D2
2004 |  |  |  | CON-OFF_1086 | Tape, Masking, 1/2" | 11.55 | 5 | 15 | roll/s | WH - Rm3 | CENPRI | Rack - D2
2005 |  |  |  | CON-OFF_1087 | Tape, Masking, 2" | 30.625 | 0 | 39.75 | roll/s
2006 |  |  |  | CON-OFF_1088 | Tape, Masking, 3" | 0 | 0 |  | roll/s
2007 |  |  |  | CON-OFF_1089 | Tarpaulin, 3 x 4 | 0 | 0 |  | pc/s
2008 |  |  |  | CON-OFF_1090 | Water, Drinking, Purified, 5 Gallons, Round Type Container | 19.1304 | 0 | 20 | cont/s | WH - Bldg. | CENPRI
2009 |  |  |  | CON-OFF_1091 | Water, Drinking, Purified, 5 Gallons, Slim Type Container | 19 | 0 | 20 | cont/s | WH - Bldg. | CENPRI
2010 | Local |  |  | CON-OFF_1092 | Wire, Stapler, #10 | 36 | 0 | 72 | box/s
2011 |  |  |  | CON-OFF_1093 | Wire, Stapler, #35 | 31.6 | 0 | 40 | box/s
2012 |  |  |  | CON-OFF_1094 | Ruler, Plastic, 12inches | 5 | 0 | 5 | pc/s | WH - Rm3 | CENPRI
2013 |  |  |  | CON-OFF_1095 | Measure, Tape, 60inches | 5 | 0 | 5 | pc/s | WH - Rm3 | CENPRI
2014 |  |  |  | CON-OFF_1096 | Paper, Colored, 8-1/2" x 11" | 150 | 0 | 150 | ream/s | CABINET | CENPRI
2015 |  |  |  | CON-OFF_1097 | Pins, Color, Thumbtacks | 25 | 0 | 25 | box/s | CABINET | CENPRI
2016 |  |  |  | CON-OFF_1098 | Rope, Plastic | 68.45 | 0 | 74.9 | roll/s | CABINET | CENPRI
2017 |  |  |  | CON-OFF_1099 | Holder, ID | 6.25 | 0 | 2.5 | pc/s | CABINET | CENPRI
2018 |  |  |  | CON-OFF_1100 | Slate, Board, Plastic | 52 | 0 | 52 | pc/s | WH - Rm1 | CENPRI
2019 |  |  |  | CON-OFF_1101 | Tarpaulin, Printed, 3 ft x 5 ft | 0.125 | 0 | 1 | pc/s | WH - Rm3 | CENPRI | Rack - A4
2020 |  |  |  | CON-OFF_1102 | Envelope, Long, Brown | 2 | 0 | 2 | pc/s | WH - Rm3 | CENPRI | Rack - A3
2021 |  |  |  | CON-OFF_1103 | Envelope, Short, Brown | 1.5 | 0 | 1.5 | pc/s | WH - Rm3 | CENPRI | Rack - A3
2022 |  |  |  | CON-OFF_1104 | Book, The Complete 101 Collection, John Maxwell | 695 | 0 | 695 | pc/s | WH - Rm1 | CENPRI
2023 |  |  |  | CON-OFF_1105 | Ink, Cartridge, Brother Printer, Black | 595 | 0 | 595 | pc/s | WH - Rm1 | CENPRI
2024 |  |  |  | CON-OFF_1106 | Ink, Cartridge, Brother Printer, Cyan | 495 | 0 | 495 | pc/s | WH - Rm1 | CENPRI
2025 |  |  |  | CON-OFF_1107 | Ink, Cartridge, Brother Printer, Yellow | 498 | 0 | 498 | pc/s | WH - Rm1 | CENPRI
2026 |  |  |  | CON-OFF_1108 | Envelope, Plastic, Long | 5 | 0 | 5 | pc/s | WH - Rm1 | CENPRI
2027 |  |  |  | CON-OFF_1109 | Envelope, Plastic, Short | 4.5 | 0 | 4.5 | pc/s | WH - Rm1 | CENPRI
2028 |  |  |  | CON-OFF_1110 | Paper, Sticker, Glossy Yellow | 30 | 0 | 30 | pc/s | WH - Rm1 | CENPRI
2029 | Local |  |  | CON-OFF_1111 | Clip, Binder, 3/4" | 15 | 0 | 15 | box/s | WH - Rm1 | CENPRI
2030 | Local |  |  | CON-OFF_1112 | Logbook, 300-pages, Junior Size | 38 | 0 | 38 | pc/s | WH - Rm1 | CENPRI
2031 | Local |  |  | CON-OFF_1113 | Pencil, No 2 | 6 | 0 | 6 | pc/s | WH - Rm1 | CENPRI
2032 | Local |  |  | CON-OFF_1114 | Ink Refill, Printer, Red | 75 | 0 | 75 | bot/s | WH - Rm1 | CENPRI
2033 | Local |  |  | CON-OFF_1115 | Pin, Push | 12 | 0 | 12 | box/s | WH - Rm1 | CENPRI
2034 | Local |  |  | CON-OFF_1116 | Tape, Duct, Cloth Type, 1.89" x 27.35 yards | 149.75 | 0 | 149.75 | roll/s | WH - Rm1 | CENPRI
2035 | Local |  |  | CON-OFF_1117 | ID Case, Plastic, Soft, Portrait, 10mm x 7mm | 1.49 | 0 | 2.97 | pc/s | WH - Rm1 | CENPRI
2036 | Local |  |  | CON-OFF_1118 | Yarn, Lime Green / Apple Green | 0 | 0 | 0 | roll/s | WH - Rm1 | CENPRI
2037 | Local |  |  | CON-OFF_1119 | Notebooks, 40 Leaves | 7 | 0 | 7 | pc/s | WH - Rm1 | CENPRI
2038 | Local |  |  | CON-OFF_1120 | Paper, Special, Short, 20pcs/pack | 95 | 0 | 95 | pack/s | WH - Rm1 | CENPRI
2039 | Local |  |  | CON-OFF_1121 | Manila Paper | 4 | 0 | 4 | pc/s | WH - Rm1 | CENPRI
2040 | Local |  |  | CON-OFF_1122 | Blade, Cutter, Refill, Small | 15 | 0 | 15 | box/s | WH - Rm1 | CENPRI
2041 |  |  |  | CON-OFF_1123 | Cuuter, Small |  | 0 |  | pc/s | WH - Rm1 | CENPRI
2042 | Local |  |  | CON-OFF_1124 | Cutter, Big | 10 | 0 | 10 | pc/s | WH - Rm1 | CENPRI
2043 | Local |  |  | CON-OFF_1125 | Cutter, Small | 7 | 0 | 7 | pc/s | WH - Rm1 | CENPRI
2044 | Local |  |  | CON-OFF_1126 | Highlighter, Neon Green | 30 | 0 | 30 | pc/s | WH - Rm1 | CENPRI
2045 | Local |  |  | CON-OFF_1127 | Highlighter, Pink | 30 | 0 | 30 | pc/s | WH - Rm1 | CENPRI
2046 | Local |  |  | CON-OFF_1129 | Blade, Cutter, Refill, Big | 21 | 0 | 21 | box/s | WH - Rm1 | CENPRI
2047 | Local |  |  | CON-OFF_1130 | Tape, Masking, 1/4" | 10.75 | 0 | 10.75 | roll/s
2048 | Local |  |  | CON-OFF_1131 | Flag, Philippines, 3ft x 5ft, Nylon | 125 | 0 | 125 | pc/s
2049 | Local |  |  | CON-OFF_1132 | Tape, Masking, 3/4" | 24 | 0 | 24 | roll/s
2050 | Local |  |  | CON-SAF_1001 | Tape, Caution, 500 m/roll | 600 | 0 | 1200 | roll/s | WH - Rm3 | CENPRI
2051 |  |  |  | CON-SAF_1002 | Tape, Danger | 0 | 0 |  | roll/s
2052 | Local |  |  | CON-SAF_1003 | Fire Exit Sign, Reflectorized, Left, 30cm x 10cm | 250 | 0 | 250 | pc/s | WH - Rm1 | CENPRI
2053 | Local |  |  | CON-SAF_1004 | Fire Exit Sign, Reflectorized, Right, 30cm x 10cm | 250 | 0 | 250 | pc/s | WH - Rm1 | CENPRI
2054 | Local |  |  | CON-SAF_1005 | No Smoking Sign, 8.8" c 11" / 21.59cm x 27.94cm | 250 | 0 | 250 | pc/s | WH - Rm1 | CENPRI
2055 | Local |  |  | CON-SAF_1006 | Cable, Fire Alarm & Smoke Detector, #16 / 7(1.25mm2) | 2325 | 0 | 2325 | roll/s | WH - Rm1 | CENPRI
2056 | Local |  |  | CON-SAF_1007 | Fuel Tank Sign, 3M Reflectorized Sticker, 500mm x 500mm | 800 | 0 | 800 | pc/s | WH - Rm1 | CENPRI
2057 | Local |  |  | CON-SAF_1008 | Diesel Tank Sign, 3M Reflectorized Sticker, 500mm x 500mm | 800 | 0 | 800 | pc/s | WH - Rm1 | CENPRI
2058 |  |  |  | CON-STA_1001 | LPG, Gasul, 11 kg | 517.1667 | 0 | 744 | cyl/s
2059 |  |  |  | CON-STA_1002 | LPG, Gasulito | 405.072 | 0 | 507 | cyl/s
2060 |  |  |  | CON-STA_1004 | LPG, Phoenix | 464.2233 | 0 | 770 | cyl/s
2061 |  |  |  | CON-STA_1005 | LPG, Petronas, 11 kg | 770.516 | 0 | 767 | cyl/s
2062 |  |  |  | EIC-PAR_1013 | Adapter, Male & Female, 21mm | 0 | 0 |  | pc/s
2063 |  |  |  | EIC-PAR_1014 | Adapter, Male, PVC, 1/2 in. x 20mm | 0 | 24 |  | pc/s | WH - Rm1 | CENPRI | Side Wall
2064 |  |  |  | EIC-PAR_1015 | Adapter, Male, PVC, 3" x 86mm | 0 | 0 | 0 | pc/s
2065 |  |  |  | EIC-PAR_1016 | Ammeter, DC50MV, 150A | 0 | 0 | 0 | pc/s
2066 |  |  |  | EIC-PAR_1017 | Block, Auxiliary Contact , 10A, Ui 690V | 0 | 2 |  | pc/s | WH - Rm3 | CENPRI | Rack - A3
2067 |  |  |  | EIC-PAR_1018 | Block, Terminal, Din Rail | 0 | 73 |  | pc/s | WH - Rm3 | CENPRI | Rack - A4
2068 |  |  |  | EIC-PAR_1019 | Block, Terminal, Dual Row, 12-Channel | 0 | 0 |  | pc/s
2069 |  |  |  | EIC-PAR_1020 | Block, Terminal, Dual Row, 6-Channel | 0 | 0 |  | pc/s
2070 |  |  |  | EIC-PAR_1021 | Block, Time Delay, 0.05min - 12min | 0 | 0 |  | pc/s
2071 |  |  |  | EIC-PAR_1022 | Block, Time Delay, 0.05m - 12m, 5A, 250VAC/30VDC, 8-Pin | 0 | 3 |  | pc/s | WH - Rm3 | CENPRI | Rack - A4
2072 |  |  |  | EIC-PAR_1023 | Block, Time Delay, 0.05s - 300h, 5A, 250VAC/30VDC, 8-Pin | 0 | 7 |  | pc/s | WH - Rm3 | CENPRI | Rack - A4
2073 |  |  |  | EIC-PAR_1024 | Breaker, Circuit, 230/400V, C20, 2 Phase | 0 | 0 |  | pc/s
2074 |  |  |  | EIC-PAR_1025 | Breaker, Circuit, 230/400V, C20, Single Phase | 0 | 0 |  | pc/s | WH - Rm3 | CENPRI | Rack - A4
2075 |  |  |  | EIC-PAR_1026 | Breaker, Circuit, 230/400V, C32, 2 Phase | 0 | 0 |  | pc/s
2076 |  |  |  | EIC-PAR_1027 | Breaker, Circuit, 400V, 1C60N, 20A, 3 Phase | 0 | 0 |  | pc/s | WH - Rm3 | CENPRI | Rack - A4
2077 | Local |  |  | EIC-PAR_1028 | Breaker, Circuit, 400V, 1C60N, 25A, 2 Phase | 0 | 0 | 0 | pc/s
2078 |  |  |  | EIC-PAR_1029 | Breaker, Circuit, 400V, 1C60N, 25A, 3 Phase | 0 | 0 |  | pc/s | WH - Rm3 | CENPRI | Rack - A4
2079 |  |  |  | EIC-PAR_1030 | Breaker, Circuit, 400V, 1C60N, 25A, Single Phase | 0 | 0 |  | pc/s
2080 | Local |  |  | EIC-PAR_1031 | Breaker, Circuit, 400V, C25, 2 Phase | 0 | -1 | 0 | pc/s
2081 |  |  |  | EIC-PAR_1032 | Breaker, Circuit, 400V, C32, 2 Phase | 0 | 0 |  | pc/s
2082 |  |  |  | EIC-PAR_1033 | Breaker, Circuit, 400V, C32, Single Phase | 0 | 0 |  | pc/s
2083 |  |  |  | EIC-PAR_1034 | Breaker, Circuit, 400V, C63, 2 Phase | 0 | 0 |  | pc/s
2084 |  |  |  | EIC-PAR_1035 | Breaker, Circuit, Easy Pact N Molded Case, 440V, 125A, 3 Phase | 0 | 0 |  | pc/s
2085 |  |  |  | EIC-PAR_1036 | Breaker, Miniature, 8A | 0 | 0 |  | pc/s
2086 |  |  |  | EIC-PAR_1037 | Clamp Piece | 0 | 3 |  | pair/s | WH - Rm3 | CENPRI | Rack - M1
2087 |  |  |  | EIC-PAR_1038 | Clamp, Unistrut, 1-1/2 in. | 0 | 14 |  | pc/s | WH - Rm3 | CENPRI | Rack - A2
2088 |  |  |  | EIC-PAR_1039 | Conduit, LTFMC 3/4", Flexible Pipe | 0 | 58 |  | mtr/s | WH - Rm3 | CENPRI
2089 |  |  |  | EIC-PAR_1040 | Connector, Male, Straight, Stainless Steel 316, 12mm Tube OD x 3/8" MNPT (Male National Pipe Thread) |  | 0 |  | pc/s | WH - Rm3 | CENPRI | Rack - K2
2090 |  |  |  | EIC-PAR_1041 | Connector, Male, Straight, Stainless Steel 316, 3/8" Tube OD x 1/2" MNPT (Male National Pipe Thread) | 0 | 10 |  | pc/s | WH - Rm3 | CENPRI | Rack - A3
2091 |  |  |  | EIC-PAR_1042 | Tube Fitting, Female Connector, Stainless Steel 316, 3/8 in. Tube OD x 5/8 in. Female NPT, without lock | 0 | 13 |  | pc/s | WH - Rm3 | CENPRI | Rack - A3
2092 |  |  |  | EIC-PAR_1043 | Tube Fitting, Female Connector, Stainless Steel 316, 3/8 in. Tube OD x 5/8 in Female NPT, without lock | 0 | 8 |  | pc/s | WH - Rm3 | CENPRI | Rack - A3
2093 |  |  |  | EIC-PAR_1044 | Tube Fitting, Female Connector, Stainless Steel 316, 3/8 in. Tube OD x 5/8 in. Female NPT, with lock | 0 | 6 |  | pc/s | WH - Rm1 | CENPRI | Rack - A3
2094 |  |  |  | EIC-PAR_1045 | Connector, Straight, Rigid Conduit, FMC, 1" dia. | 0 | 61 |  | pc/s | WH - Rm3 | CENPRI | Rack - A2
2095 |  |  |  | EIC-PAR_1046 | Connector, Straight, Rigid Conduit, FMC, 3" dia. | 0 | 6 |  | pc/s | WH - Rm3 | CENPRI | Rack - A2
2096 |  |  |  | EIC-PAR_1047 | Connector, Straight, Rigid Conduit, LTFMC, 1-1/2" dia. | 0 | 9 |  | pc/s | WH - Rm3 | CENPRI | Rack - A2
2097 |  |  |  | EIC-PAR_1048 | Connector, Straight, Rigid Conduit, LTFMC, 1-1/4" dia. | 0 | 0 |  | pc/s
2098 | Local |  |  | EIC-PAR_1049 | Connector, Straight, Rigid Conduit, LTFMC, 1" dia. | 0 | 59 | 0 | pc/s | WH - Rm3 | CENPRI | Rack - A3
2099 | Local |  |  | EIC-PAR_1051 | Connector, Straight, Rigid Conduit, LTFMC, 1/2" dia. | 29.1 | 0 | 37 | pc/s
2100 | Local |  |  | EIC-PAR_1052 | Connector, Straight, Rigid Conduit, LTFMC, 3/4" dia. | 42.25 | 0 | 52 | pc/s
2101 |  |  |  | EIC-PAR_1053 | Connector, Thermocouple, Female | 0 | 0 |  | pc/s
2102 |  |  |  | EIC-PAR_1054 | Connector, Thermocouple, Male, Type K, Miniature In-line Plug (Chrom/Alumel) | 0 | 26 |  | pc/s | WH - Rm3 | CENPRI | Rack - A4
2103 |  |  |  | EIC-PAR_1055 | Connector, Union, Straight, Stainless Steel 316, 3/8"Tube OD | 0 | 0 |  | pc/s
2104 |  |  |  | EIC-PAR_1056 | Contactor, 24VDC, TeSys-035477 | 0 | 3 |  | pc/s | WH - Rm3 | CENPRI | Rack - A4
2105 |  |  |  | EIC-PAR_1057 | Contactor, Magnetic, 110 V, 80A (50A, AC-3), 3 Pole | 0 | 3 |  | pc/s | WH - Rm3 | CENPRI | Rack - A4
2106 |  |  |  | EIC-PAR_1058 | Contactor, Magnetic, 220V, 60A (40A, AC-3), 3 Pole | 0 | 0 |  | pc/s | WH - Rm3 | CENPRI | Rack - A4
2107 |  |  |  | EIC-PAR_1059 | Contactor, Magnetic, 220V, 70A (50A, AC-3), 3 Pole | 0 | 1 |  | pc/s | WH - Rm3 | CENPRI | Rack - A4
2108 |  |  |  | EIC-PAR_1060 | Contactor, Magnetic, 400V, 80A | 0 | 0 |  | pc/s
2109 |  |  |  | EIC-PAR_1061 | Contactor, Magnetic, 48V, 25A (9A, AC-3), 3 Pole | 0 | 1 |  | pc/s | WH - Rm3 | CENPRI | Rack - A4
2110 |  |  |  | EIC-PAR_1062 | Contactor, Magnetic, LCIF330, 220VAC | 0 | 0 |  | pc/s | WH - Rm3 | CENPRI | Rack - A1
2111 |  |  |  | EIC-PAR_1063 | Contactor, Tesys Type D, Coil Voltage 24 vdc, Rated Current 18 amps, 3 Pole, 1NO/1NC | 0 | 0 |  | pc/s
2112 |  |  |  | EIC-PAR_1064 | Cord, Duplex, Flat Cord, 3.5mm, 12AWG | 0 | 0 |  | mtr/s
2113 | Local |  |  | EIC-PAR_1065 | Coupling, Rigid Steel Conduit, 1-1/2" | 19.5 | 0 | 39 | pc/s
2114 |  |  |  | EIC-PAR_1066 | Coupling, Rigid Steel Conduit, 1" dia. | 0 | 0 |  | pc/s
2115 |  |  |  | EIC-PAR_1067 | Coupling, Rigid Steel Conduit, 1/2" dia. | 0 | 0 |  | pc/s
2116 |  |  |  | EIC-PAR_1068 | Coupling, Rigid Steel Conduit, 2-1/2" dia. | 0 | 2 |  | pc/s | WH - Rm3 | CENPRI | Rack - A2
2117 |  |  |  | EIC-PAR_1069 | Coupling, Rigid Steel Conduit, 2" dia. | 0 | 4 |  | pc/s | WH - Rm3 | CENPRI | Rack - A2
2118 | Local |  |  | EIC-PAR_1070 | Coupling, Rigid Steel Conduit, 3" dia. | 60 | 10 | 120 | pc/s | WH - Rm3 | CENPRI | Rack - A2
2119 |  |  |  | EIC-PAR_1071 | Coupling, Rigid Steel Conduit, 3/4" dia. | 0 | 0 |  | pc/s
2120 |  |  |  | EIC-PAR_1072 | Digital Panel Meter, 25 Ohms, 220V | 0 | 1 |  | pc/s | WH - Rm3 | CENPRI | Rack - A3
2121 |  |  |  | EIC-PAR_1073 | Digital Power Meter, 60Hz, 100-60-10-V3-D2-485P-X | 0 | 0 |  | pc/s
2122 |  |  |  | EIC-PAR_1074 | DIN Rail (Aluminum), 1m/pc | 0 | 0 |  | mtr/s
2123 |  |  |  | EIC-PAR_1075 | DIN Rail (Copper) | 0 | 0 |  | mtr/s
2124 |  |  |  | EIC-PAR_1076 | Heat Sink | 0 | 1 |  | pc/s | WH - Rm3 | CENPRI | Rack - A3
2125 |  |  |  | EIC-PAR_1077 | Hose, Flexible, 1/4" | 0 | 0 |  | mtr/s
2126 |  |  |  | EIC-PAR_1078 | Insulation, Tube, Spaghetti, 1/8" | 9.5 | 0 | 9.75 | mtr/s
2127 |  |  |  | EIC-PAR_1079 | Magnet, Test/Reset | 0 | 1 |  | pc/s | WH - Rm3 | CENPRI | Rack - A4
2128 |  |  |  | EIC-PAR_1080 | Manometer Tube | 0 | 2 |  | pc/s | WH - Rm3 | CENPRI | Rack - A4
2129 |  |  |  | EIC-PAR_1081 | Manometer, U-Tube, Type 1221-36-W/M, 36 (18-0-18) in. w.c. | 0 | 5 |  | pc/s | WH - Rm3 | CENPRI | Rack - A1
2130 |  |  |  | EIC-PAR_1082 | Manometer, U-Tube, Type 1221-12-W/M, 12 (6-0-6) in. w.c. | 0 | 3 |  | pc/s | WH - Rm3 | CENPRI | Rack - A1
2131 |  |  |  | EIC-PAR_1083 | Moulding, Electrical, 1/2" | 0 | 0 |  | pc/s
2132 |  |  |  | EIC-PAR_1084 | Outlet, Convenience, (for Aircon) | 0 | 1 |  | pc/s | WH - Rm3 | CENPRI | Rack - A3
2133 |  |  |  | EIC-PAR_1085 | Outlet, Convenience, 1 Gang | 0 | 0 |  | pc/s
2134 | Local |  |  | EIC-PAR_1086 | Outlet, Convenience, 2 Gang | 31 | 0 | 62 | pc/s
2135 |  |  |  | EIC-PAR_1087 | Outlet, Convenience, 3 Gang | 0 | 0 |  | pc/s
2136 |  |  |  | EIC-PAR_1088 | Panel Board, Nema 1, Surface Mounted, 1MCCB, 3P, 200AT/250AF, 18KAIC@ 415V | 0 | 0 |  | unit/s
2137 |  |  |  | EIC-PAR_1089 | Pipe, PVC, 2.2mm x 20mm x 10 x 15mm ID | 18.6667 | 0 | 56 | lgth/s
2138 | Local |  |  | EIC-PAR_1090 | Pipe, Rigid Steel Conduit, 1" | 214.5 | 0 | 280 | lgth/s
2139 | Local |  |  | EIC-PAR_1091 | Pipe, Rigid Steel Conduit, 1/2" | 66.5 | 0 | 133 | lgth/s
2140 |  |  |  | EIC-PAR_1092 | Pipe, Rigid Steel Conduit, 2" | 0 | 0 |  | lgth/s
2141 |  |  |  | EIC-PAR_1093 | Pipe, Rigid Steel Conduit, 3/4" | 0 | 0 |  | lgth/s
2142 |  |  |  | EIC-PAR_1094 | Plug, Female, 3A, 250V | 0 | 1 |  | pc/s | WH - Rm3 | CENPRI | Rack - F1
2143 |  |  |  | EIC-PAR_1095 | Plug, Female, Standard, 15A - 50A (2mm - 4mm dia.), 500V | 0 | 1 |  | set/s | WH - Rm3 | CENPRI | Rack - F1
2144 |  |  |  | EIC-PAR_1096 | Pre-Wired Ametek NDME Assembly, Platinum 2.5k, 100 x 100 x 240cm, Serial No. 67348 | 0 | 0 |  | unit/s
2145 |  |  |  | EIC-PAR_1099 | Relay, RCP, 115/120V, 30VDC, 250VAC, 10A, 11-Pin (3-Change Over Contact) | 0 | 12 |  | pc/s | WH - Rm3 | CENPRI | Rack - A4
2146 |  |  |  | EIC-PAR_1100 | Relay, Current Differential | 0 | 0 |  | pc/s
2147 | Local |  |  | EIC-PAR_1101 | Relay, 5A, 240VAC/28VDC, 8-Pin | 0 | 31 | 0 | pc/s | WH - Rm3 | CENPRI | Rack - A4
2148 |  |  |  | EIC-PAR_1102 | Relay, 10A, 240VAC/28VDC, 14-Pin | 0 | 7 |  | pc/s | WH - Rm3 | CENPRI | Rack - A4
2149 |  |  |  | EIC-PAR_1103 | Relay, 10A, 250VAC/30VDC, 11-Pin | 0 | 2 |  | pc/s | WH - Rm3 | CENPRI | Rack - A4
2150 |  |  |  | EIC-PAR_1104 | Relay, 3A, 250VAC/30VDC, 14-Pin | 0 | 20 |  | set/s
2151 |  |  |  | EIC-PAR_1105 | Relay, Thermal Overload, 48 - 65A, Class 10A | 0 | 1 |  | pc/s
2152 |  |  |  | EIC-PAR_1106 | Rheostat, 1.5k Ohms, 12.5W, 0.09A | 0 | 1 |  | pc/s
2153 |  |  |  | EIC-PAR_1107 | Rheostat, 3.5k Ohms, 25W, 0.084A | 0 | 1 |  | pc/s
2154 |  |  |  | EIC-PAR_1108 | Conduit Body, Rigid, Type LB, 1" dia. | 0 | 3 |  | pc/s | WH - Rm3 | CENPRI | Rack - A2
2155 |  |  |  | EIC-PAR_1109 | Conduit Body, Rigid, Type LB, 3/4" dia. | 0 | 5 |  | pc/s | WH - Rm3 | CENPRI | Rack - A2
2156 | Local |  |  | EIC-PAR_1110 | Conduit Body, Rigid, Type LL, 1/2" dia. | 0 | 17 | 0 | pc/s | WH - Rm3 | CENPRI | Rack - A2
2157 |  |  |  | EIC-PAR_1113 | Conduit Body, Rigid, Type LL, 3/4" dia. | 0 | 0 |  | pc/s
2158 |  |  |  | EIC-PAR_1114 | Conduit Body, Rigid, Type LR, 1/4" dia. | 0 | 0 |  | pc/s
2159 |  |  |  | EIC-PAR_1115 | Conduit Body, Rigid, Type LR, 1" dia. | 0 | 0 |  | pc/s
2160 |  |  |  | EIC-PAR_1116 | Conduit Body, Rigid, Type LR, 2" dia. | 0 | 0 |  | pc/s
2161 |  |  |  | EIC-PAR_1117 | Conduit Body, Straight, Type C, 1" dia. | 0 | 1 |  | pc/s | WH - Rm3 | CENPRI | Rack - A2
2162 |  |  |  | EIC-PAR_1118 | Ripple Spring, 1mm x 185mm x 15mm, Yellow | 0 | 642 |  | pc/s | WH - Rm3 | CENPRI | Rack - A3
2163 |  |  |  | EIC-PAR_1119 | Ripple Spring, 1mm x 185mm x 15mm, Red | 0 | 65 |  | pc/s
2164 |  |  |  | EIC-PAR_1120 | Rope, Wire, 5mm, (for Gauging Tanks) | 0 | 34 |  | mtr/s | WH - Rm3 | CENPRI | Rack - E3
2165 |  |  |  | EIC-PAR_1121 | Sensor Probe, RTD PT100 Length 1-1/2", Dia. 5mm, Leadwire: 1 Mtr-Teflon/Teflon Insulated | 0 | 0 |  | pc/s
2166 |  |  |  | EIC-PAR_1122 | Sensor, (for Main Bearing) | 0 | 0 |  | pc/s
2167 |  |  |  | EIC-PAR_1123 | Sensor, Platinum 100 Ohms, (for Motor Winding/Coil) | 0 | 0 |  | pc/s
2168 |  |  |  | EIC-PAR_1124 | Shunt Bar, 50MV, 150A | 0 | 0 |  | pc/s
2169 | Local |  |  | EIC-PAR_1125 | Socket Adapter, Light Bulb - Plug Outlet, 125V, 660W | 0 | 1 | 0 | pc/s | WH - Rm1 | CENPRI | Rack - A3
2170 |  |  |  | EIC-PAR_1126 | Socket Adapter, 660W, 250V | 0 | 2 |  | pc/s | WH - Rm3 | CENPRI | Rack - A3
2171 |  |  |  | EIC-PAR_1127 | Socket, Relay, RCP, 400VAC, 10A, 11-Pin (3-Changeover Contact) | 0 | 11 |  | pc/s | WH - Rm3 | CENPRI | Rack - A4
2172 |  |  |  | EIC-PAR_1128 | Socket, Relay, Din Rail, Flat, 10A, 240V, 14-Pin | 0 | 4 |  | pc/s | WH - Rm3 | CENPRI | Rack - A4
2173 |  |  |  | EIC-PAR_1129 | Socket, Relay, Din Rail, Flat, 15A, 110V, 8-Pin | 0 | 7 |  | pc/s
2174 | Local |  |  | EIC-PAR_1130 | Socket, Relay, Din Rail, Round, 10A, 250V, 8-Pin | 0 | 12 | 0 | pc/s | WH - Rm3 | CENPRI | Rack - A4
2175 |  |  |  | EIC-PAR_1131 | Socket, Relay, Din Rail, Round, 10A, 300V, 8-Pin | 0 | 3 |  | pc/s | WH - Rm3 | CENPRI | Rack - A4
2176 |  |  |  | EIC-PAR_1132 | Socket, Relay, Din Rail, Round, 10A, 250V, 11-Pin | 0 | 6 |  | pc/s | WH - Rm3 | CENPRI | Rack - A4
2177 |  |  |  | EIC-PAR_1133 | Socket, Relay, Din Rail, Flat, 15A, 240V, 8-Pin | 0 | 30 |  | pc/s | WH - Rm3 | CENPRI | Rack - A4
2178 |  |  |  | EIC-PAR_1134 | Socket, Relay, Din Rail, Flat, Front Connecting, 5A, 250V, 14-Pin | 0 | 10 |  | pc/s | WH - Rm3 | CENPRI | Rack - A4
2179 |  |  |  | EIC-PAR_1135 | Socket, Relay, Din Rail, Round, 5A, 250V, 11-Pin | 0 | 3 |  | pc/s | WH - Rm3 | CENPRI | Rack - A4
2180 |  |  |  | EIC-PAR_1136 | Socket, Relay, Din Rail, Round, 6A, 240V, 8-Pin | 0 | 1 |  | pc/s
2181 |  |  |  | EIC-PAR_1137 | Socket, Rubberized | 20.8 | 0 | 14.75 | pc/s
2182 |  |  |  | EIC-PAR_1138 | Surge Arrester, Polymer, PDV-65, Rated: 10kV | 0 | 0 |  | set/s
2183 |  |  |  | EIC-PAR_1139 | Switch, Cam, 300VAC, 20A | 0 | 2 |  | pc/s | WH - Rm3 | CENPRI | Rack - A3
2184 |  |  |  | EIC-PAR_1140 | Switch, Float, 25-550mm, DC:240V/1.5A, AC:220V/1.5A | 0 | 3 |  | pc/s | WH - Rm3 | CENPRI | Rack - A1
2185 |  |  |  | EIC-PAR_1141 | Switch, Liquid Flow, 160psi/300degF | 0 | 2 |  | pc/s | WH - Rm3 | CENPRI | Rack - A3
2186 |  |  |  | EIC-PAR_1142 | Switch, Liquid Flow, 355psi/302?F, 1A, 60W, 220VAC, 200VDC, 1-1/2" PT | 0 | 1 |  | pc/s | WH - Rm3 | CENPRI | Rack - A3
2187 |  |  |  | EIC-PAR_1143 | Switch, Limit, 600A | 0 | 0 |  | pc/s
2188 |  |  |  | EIC-PAR_1144 | Switch, Low Oil Level, 480VAC, 10A | 0 | 1 |  | pc/s | WH - Rm3 | CENPRI | Rack - A3
2189 |  |  |  | EIC-PAR_1145 | Switch, Pressure, 10 - 250PSI | 0 | 7 |  | pc/s | WH - Rm3 | CENPRI | Rack - A3
2190 | Local |  |  | EIC-PAR_1146 | Switch, Pressure, Type 903.2381.907, IP65, Pmax:40bar, 250VAC/30VDC, 15(1.5)A | 0 | 3 | 0 | unit/s | WH - Rm3 | CENPRI | Rack - A4
2191 | Local |  |  | EIC-PAR_1148 | Switch, Pressure, Type 900.2381.907, IP65, Pmax:40bar, 250VAC/30VDC, 15(1.5)A | 0 | 4 | 0 | unit/s | WH - Rm3 | CENPRI | Rack - A4
2192 |  |  |  | EIC-PAR_1149 | Switch, Push Button | 0 | 0 |  | pc/s
2193 |  |  |  | EIC-PAR_1150 | Switch, Selector, Ui 600V, 10A | 0 | 0 |  | pc/s
2194 |  |  |  | EIC-PAR_1151 | Switch, Rotary, 3 Position, 1 Pole, 45 deg (Selector Switch) | 0 | 0 |  | pc/s
2195 |  |  |  | EIC-PAR_1152 | Contact Block, Screw Clamp, 10 A, 600 V, 2 Pole (Selector Switch) | 0 | 0 |  | pc/s | WH - Rm3 | CENPRI | Rack - A4
2196 |  |  |  | EIC-PAR_1153 | Switch, Single Pole with Plate | 0 | 0 |  | pc/s
2197 |  |  |  | EIC-PAR_1154 | Switch Plate, Wall Mounted, Plastic, 1 Gang | 0 | 7 |  | pc/s | WH - Rm3 | CENPRI | Rack - A3
2198 |  |  |  | EIC-PAR_1155 | Switch Plate, Wall Mounted, Plastic, 2 Gang | 0 | 0 |  | pc/s
2199 |  |  |  | EIC-PAR_1156 | Switch Plate, Wall Mounted, Plastic, 3 Gang | 0 | 1 |  | pc/s | WH - Rm3 | CENPRI | Rack - A3
2200 |  |  |  | EIC-PAR_1157 | Tube Fitting, Union Tee, Stainless Steel 316, 3/8 in. Tube OD | 0 | 12 |  | pc/s | WH - Rm3 | CENPRI | Rack - A3
2201 |  |  |  | EIC-PAR_1158 | Tube Fitting, Union Tee, Stainless Steel 316, 5/8 in. Tube ID | 0 | 11 |  | pc/s | WH - Rm3 | CENPRI | Rack - A3
2202 |  |  |  | EIC-PAR_1159 | Terminal Lug, Fork, #10 AWG | 0 | 0 |  | pc/s
2203 |  |  |  | EIC-PAR_1160 | Terminal Lug, Fork, #12 AWG | 0 | 0 |  | pc/s
2204 |  |  |  | EIC-PAR_1161 | Terminal Lug, Fork, #14 AWG | 0 | 0 |  | pc/s
2205 |  |  |  | EIC-PAR_1162 | Terminal Lug, Fork, #16 AWG | 0 | 0 |  | pc/s
2206 |  |  |  | EIC-PAR_1163 | Terminal Lug, Fork, #18 AWG | 0 | 0 |  | pc/s
2207 |  |  |  | EIC-PAR_1164 | Terminal Lug, Fork, #20 AWG | 0 | 0 |  | pc/s
2208 |  |  |  | EIC-PAR_1165 | Terminal Lug, Fork, #8 AWG | 0 | 0 |  | pc/s
2209 |  |  |  | EIC-PAR_1166 | Terminal Lug, Pin, #14 AWG | 0 | 0 |  | pc/s
2210 |  |  |  | EIC-PAR_1167 | Terminal Lug, Pin, #18 AWG | 0 | 0 |  | pc/s
2211 |  |  |  | EIC-PAR_1168 | Terminal Lug, Pin, #20 AWG | 0 | 0 |  | pc/s
2212 |  |  |  | EIC-PAR_1169 | Terminal Lug, Ring, Insulated, Stud Size #12 (14-12) | 0 | 0 |  | pc/s | WH - Rm1 | CENPRI | Rack - O2
2213 |  |  |  | EIC-PAR_1170 | Terminal Lug, Ring, Stud Size #0 | 0 | 0 |  | pc/s
2214 |  |  |  | EIC-PAR_1171 | Terminal Lug, Ring, Stud Size #1 | 0 | 0 |  | pc/s
2215 |  |  |  | EIC-PAR_1172 | Terminal Lug, Ring, Stud Size #2 | 0 | 0 |  | pc/s
2216 |  |  |  | EIC-PAR_1173 | Terminal Lug, Ring, Stud Size #3 | 0 | 0 |  | pc/s
2217 |  |  |  | EIC-PAR_1174 | Terminal Lug, Ring, Stud Size #4 | 30.3333 | 10 | 66 | pc/s
2218 |  |  |  | EIC-PAR_1175 | Terminal Lug, Ring, Stud Size #5 | 0 | 0 |  | pc/s
2219 |  |  |  | EIC-PAR_1176 | Terminal Lug, Ring, Stud Size #6 | 0 | 2 |  | pc/s | WH - Rm3 | CENPRI | Rack - A4
2220 |  |  |  | EIC-PAR_1177 | Terminal Lug, Ring, Stud Size #7 | 0 | 0 |  | pc/s
2221 |  |  |  | EIC-PAR_1178 | Terminal Lug, Ring, Stud Size #8 | 0 | 0 |  | pc/s
2222 |  |  |  | EIC-PAR_1179 | Terminal Lug, Ring, Stud Size #10 | 0 | 0 |  | pc/s
2223 |  |  |  | EIC-PAR_1180 | Terminal Lug, Ring, Stud Size #14 | 0 | 0 |  | pc/s
2224 |  |  |  | EIC-PAR_1181 | Terminal Lug, Ring, Stud Size 1/4" (14-6) | 0 | 0 |  | pc/s | WH - Rm1 | CENPRI | Rack - O2
2225 |  |  |  | EIC-PAR_1182 | Terminal Lug, Ring, Stud Size 3/8" (12-10) | 0 | 0 |  | pc/s | WH - Rm1 | CENPRI | Rack - O2
2226 |  |  |  | EIC-PAR_1183 | Terminal Lug, Ring, Stud Size 3/8" (22-8) | 0 | 0 | 0 | pc/s | WH - Rm1 | CENPRI | Rack - O2
2227 |  |  |  | EIC-PAR_1184 | Terminal Lug, Ring, Stud Size 7/16" (8-10) | 0 | 0 |  | pc/s | WH - Rm1 | CENPRI | Rack - O2
2228 |  |  |  | EIC-PAR_1185 | Terminal Lug, Ring, Stud Size 1/12" | 0 | 0 |  | pc/s
2229 |  |  |  | EIC-PAR_1186 | Terminal Lug, Ring, Stud Size 5/8" | 0 | 0 |  | pc/s
2230 |  |  |  | EIC-PAR_1187 | Terminal Lug, Ring, Stud Size 3/4" | 0 | 0 |  | pc/s
2231 |  |  |  | EIC-PAR_1188 | Terminal Lug, Ring, Stud Size 7/8" | 0 | 0 |  | pc/s
2232 |  |  |  | EIC-PAR_1189 | Terminal Lug, Ring, Stud Size 1" | 0 | 0 |  | pc/s
2233 |  |  |  | EIC-PAR_1190 | Terminal Lug, Ring, Stud Size 1-1/8" | 0 | 0 |  | pc/s
2234 |  |  |  | EIC-PAR_1191 | Terminal Lug, Ring, Stud Size 1-1/4" | 0 | 0 |  | pc/s
2235 | Local |  |  | EIC-PAR_1192 | Terminal Lug, Ring, Long Barrel, Stud Size 5/8", 1000MCM | 1116.26 | 1 | 2232.52 | pc/s | WH - Rm3 | CENPRI | Rack - A3
2236 |  |  |  | EIC-PAR_1193 | Termination Kit, Indoor, Silicone Rubber, 3MQT-II Cold Shrink, Cable Size 1000MCM, 15KV (3 kits/box) | 0 | 0 |  | box/s
2237 |  |  |  | EIC-PAR_1194 | Thermometer, Bi-Metal, Dial Type 3", 0-300?, 1/2 NPT, 6" Stem, 1/4" OD | 0 | 4 |  | pc/s | WH - Rm3 | CENPRI | Rack - A3
2238 |  |  |  | EIC-PAR_1195 | Thermometer, Mercury, Copper, Stem 100mm, 0-100degC | 0 | 8 |  | pc/s | WH - Rm3 | CENPRI | Rack - A3
2239 |  |  |  | EIC-PAR_1196 | Thermometer, Mercury, Copper, Stem 250mm, 0-100degC | 0 | 1 |  | pc/s | WH - Rm3 | CENPRI | Rack - A3
2240 |  |  |  | EIC-PAR_1197 | Thermowheel, Copper, Stem 82mm x 20mm ID | 0 | 17 |  | pc/s | WH - Rm3 | CENPRI | Rack - A3
2241 |  |  |  | EIC-PAR_1198 | Thermowheel, Stainless Steel, Stem 130mm x 19mm ID | 0 | 1 |  | pc/s | WH - Rm3 | CENPRI | Rack - A3
2242 |  |  |  | EIC-PAR_1199 | THHN/ THWN, 14mm?, AWG #6/7, 600 V, 90degC/75degC, Red | 0 | 0 |  | mtr/s
2243 | Manila |  |  | EIC-PAR_1200 | THHN/ THWN, 2.0mm?, 600V, 90degC, Black | 8.48 | 0 | 16.96 | mtr/s
2244 |  |  |  | EIC-PAR_1201 | THHN/ THWN, 5.5mm?, 600V, 90degC, Blue | 0 | 28 |  | mtr/s | WH - Rm3 | CENPRI | Rack - A2
2245 |  |  |  | EIC-PAR_1202 | THHN/ THWN, 8mm?, AWG #8/7, 600V, 90degC/75degC, Black | 0 | 150 |  | mtr/s | WH - Rm3 | CENPRI | Rack - E3
2246 |  |  |  | EIC-PAR_1203 | THHN/ THWN, 8mm?, AWG #8/7, 600V, 90degC/75degC. Blue | 0 | 0 |  | mtr/s
2247 |  |  |  | EIC-PAR_1204 | Transformer, Instrument, Current, 800/5A, 5VA, 720V | 0 | 1 |  | pc/s
2248 |  |  |  | EIC-PAR_1205 | Tube, Copper, 1/2" | 0 | 0 |  | feet
2249 |  |  |  | EIC-PAR_1206 | Tube, Copper, 6mm | 0 | 0 |  | feet
2250 |  |  |  | EIC-PAR_1207 | Tube, Electrical, Metallic, 1/2"? | 0 | 0 |  | lgth/s
2251 |  |  |  | EIC-PAR_1208 | Tube, Stainless, 6mm | 0 | 0 |  | feet
2252 |  |  |  | EIC-PAR_1209 | Variable Resistor | 0 | 0 |  | pc/s
2253 |  |  |  | EIC-PAR_1210 | Wire, Flat Cord, Duplex, #12 x 3.5mm? x 2-C | 0 | 50 |  | mtr/s | WH - Rm3 | CENPRI | Rack - E3
2254 |  |  |  | EIC-PAR_1211 | Wire, Flat Cord, Duplex, #16 x 1.25mm? x 2-C | 0 | 0 |  | mtr/s
2255 |  |  |  | EIC-PAR_1212 | Wire, Thermocouple Extension, #20 | 0 | 0 |  | mtr/s
2256 |  |  |  | EIC-PAR_1213 | Wire, Thermoplastic Fixtures (TF), 1.25mm? | 0 | 0 |  | box/s
2257 |  |  |  | EIC-PAR_1214 | Tube Adapter, Female, Stainless Steel 316, 1/2 in. Tube OD x 5/8" (15mm) NPT | 0 | 19 |  |  | WH - Rm3 | CENPRI | Rack - A3
2258 |  |  |  | EIC-PAR_1215 | Connector, Elbow, Adapter, Reducer, Stainless Steel 316, 15mm x 10mm | 0 | 13 |  | pc/s | WH - Rm3 | CENPRI | Rack - A3
2259 |  |  |  | EIC-PAR_1216 | Pipe Fitting, Elbow, Stainless Steel 316, 5/8 in. Female NPT | 0 | 10 |  | pc/s | WH - Rm1 | CENPRI | Rack - O1
2260 |  |  |  | EIC-PAR_1217 | Box, Distribution, 3SDJ-18 | 0 | 0 |  | pc/s
2261 |  |  |  | EIC-PAR_1218 | Box, Junction, Metal, Hexagonal, 4" x 4", gauge 1 mm | 0 | 0 |  | pc/s | WH - Rm1 | CENPRI | Rack - O2
2262 | Local |  |  | EIC-PAR_1219 | Box, Junction, PVC, Hexagonal, 4" x 4", gauge 4 mm, White | 0 | 3 | 0 | pc/s | WH - Rm3 | CENPRI | Rack - A4
2263 |  |  |  | EIC-PAR_1220 | Box, Junction, 4" x 6" | 0 | 0 |  | pc/s
2264 |  |  |  | EIC-PAR_1221 | Box, Junction, Heavy Duty | 0 | 0 |  | pc/s
2265 |  |  |  | EIC-PAR_1222 | Box, Pull, 4" x 10" x 10" | 0 | 0 |  | pc/s
2266 |  |  |  | EIC-PAR_1223 | Box, Pull, 6" x 6" x 4" | 0 | 0 |  | pc/s
2267 |  |  |  | EIC-PAR_1224 | Cable, Gland, MG-20 | 0 | 0 |  | pc/s
2268 |  |  |  | EIC-PAR_1225 | Cable, Insulated, PVC, #14/4C | 0 | 0 |  | mtr/s
2269 |  |  |  | EIC-PAR_1226 | Cable, PUC Control, H03W-F 2 x 0.5, AWF #20, Gray | 0 | 0 |  | mtr/s
2270 |  |  |  | EIC-PAR_1227 | Cable, Royal Cord, Insulated, #14/2 PVC, 2.0mm?, 60degC, Black | 0 | 75 |  | mtr/s | WH - Rm3 | CENPRI | Rack - E3
2271 |  |  |  | EIC-PAR_1228 | Cable, Royal Cord, 0.50mm?/2C | 0 | 0 |  | mtr/s
2272 |  |  |  | EIC-PAR_1229 | Cable, Royal Cord, 0.75mm?/2C | 0 | 0 |  | mtr/s
2273 |  |  |  | EIC-PAR_1230 | Cable, Welding, #1/0 AWG | 0 | 0 |  | feet
2274 |  |  |  | EIC-PAR_1231 | Circuit BTraker, Vacuum (VCB), 2000Amp, 7.2 KV, Three Pole, Make:Siemens & Accessories | 0 | 0 |  | unit/s
2275 |  |  |  | EIC-PAR_1232 | Connecting Rod, High Pressure | 0 | 1 |  | pc/s | WH - Rm3 | CENPRI | Rack - B4
2276 |  |  |  | EIC-PAR_1233 | Connecting Rod, Low Pressure | 0 | 2 |  | pc/s | WH - Rm3 | CENPRI | Rack - B4
2277 |  |  |  | EIC-PAR_1234 | Connector, Copper Compression (Butt), Standard Barrel, 10 AWG, 5.5mm (dia) x 15 mm (length) | 0 | 86 |  | pc/s | WH - Rm3 | CENPRI | Rack - A4
2278 |  |  |  | EIC-PAR_1235 | Connector, Copper Compression (Butt), Standard Barrel, 2 AWG, Brown | 0 | 0 |  | pc/s | WH - Rm1 | CENPRI | Rack - O2
2279 |  |  |  | EIC-PAR_1236 | Connector, Copper Compression (Butt), Standard Barrel, 2 AWG, Brown | 0 | 8 |  | pc/s | WH - Rm3 | CENPRI | Rack - A4
2280 |  |  |  | EIC-PAR_1237 | Connector, Copper Compression (Butt), Standard Barrel, 3/4 AWG | 0 | 49 |  | pc/s | WH - Rm3 | CENPRI | Rack - A4
2281 |  |  |  | EIC-PAR_1238 | Connector, Copper Compression (Butt), Standard Barrel, 4 AWG, Gray | 0 | 25 |  | pc/s | WH - Rm3 | CENPRI | Rack - A4
2282 |  |  |  | EIC-PAR_1239 | Connector, Copper Compression (Butt), Standard Barrel, 6 AWG, Blue | 0 | 33 |  | pc/s | WH - Rm3 | CENPRI | Rack - A4
2283 |  |  |  | EIC-PAR_1240 | Connector, Copper Compression (Butt), Standard Barrel, 6 AWG, 21mm (length) | 0 | 55 |  | pc/s | WH - Rm3 | CENPRI | Rack - A4
2284 |  |  |  | EIC-PAR_1241 | Connector, Copper Compression (Butt), Standard Barrel, 1/0 AWG, Pink | 0 | 0 |  | pc/s | WH - Rm1 | CENPRI | Rack - O2
2285 |  |  |  | EIC-PAR_1242 | Connector, Copper Compression (Butt), Standard Barrel, 1/0 AWG, 31mm (length) | 0 | 0 |  | pc/s | WH - Rm1 | CENPRI | Rack - O2
2286 | Local |  |  | EIC-PAR_1243 | Connector, Copper Compression, Standard Barrel, 250 MCM, Yellow | 92.5 | 0 | 185 | pc/s | WH - Rm3 | CENPRI | Rack - A3
2287 |  |  |  | EIC-PAR_1244 | Connector, Copper Compression (Butt), Standard Barrel, 4/0 AWG, Purple | 0 | 8 |  | pc/s | WH - Rm3 | CENPRI | Rack - A4
2288 |  |  |  | EIC-PAR_1245 | Connector, Copper Compression, Standard Barrel, 10014, 500 MCM Cu, Brown | 0 | 14 |  | pc/s | WH - Rm3 | CENPRI | Rack - A3
2289 |  |  |  | EIC-PAR_1246 | Connector, Elbow, Rigid Conduit, LFMC, 90deg, 1-1/4" | 0 | 0 |  | pc/s
2290 |  |  |  | EIC-PAR_1247 | Connector, Elbow, Rigid Conduit, LFMC, 90deg, 1" | 0 | 0 |  | pc/s
2291 |  |  |  | EIC-PAR_1248 | Connector, Elbow, Rigid Conduit, LFMC, 90deg, 1/2" | 0 | 0 |  | pc/s
2292 |  |  |  | EIC-PAR_1249 | Connector, Elbow, Rigid Conduit, LFMC, 90deg, 2" | 0 | 0 |  | pc/s
2293 |  |  |  | EIC-PAR_1250 | Connector, Elbow, Rigid Conduit, LFMC, 90deg, 3/4" | 0 | 0 |  | pc/s
2294 |  |  |  | EIC-PAR_1251 | Connector, Grounding, 2 Bolt, Tap350-500 | 0 | 0 |  | pc/s
2295 |  |  |  | EIC-PAR_1252 | Connector, Grounding, Split Bolt, 2 AWG | 0 | 0 |  | pc/s | WH - Rm3 | CENPRI | Rack - A4
2296 |  |  |  | EIC-PAR_1253 | Connector, Grounding, Split Bolt, 2 AWG | 0 | 0 |  | pc/s | WH - Rm3 | CENPRI | Rack - A4
2297 |  |  |  | EIC-PAR_1254 | Connector, Grounding, Split Bolt, 1/0 AWG | 0 | 0 |  | pc/s | WH - Rm3 | CENPRI | Rack - A3
2298 |  |  |  | EIC-PAR_1255 | Connector, Grounding, Split Bolt, 1/0 AWG | 0 | 0
2299 | Local |  |  | EIC-PAR_1256 | Connector, Grounding, Split Bolt, 1 AWG (Str) - 250 kcmil (Run & Tap) | 0 | 19 | 0 | pc/s | WH - Rm3 | CENPRI | Rack - A3
2300 |  |  |  | EIC-PAR_1259 | Connector, Grounding, Split Bolt, 1 AWG, 3/0 AWG (Str) (Run & Tap) | 0 | 4 |  | pc/s | WH - Rm3 | CENPRI | Rack - A3
2301 |  |  |  | EIC-PAR_1260 | Connector, Grounding, Split Bolt, 1 AWG, 3/0 AWG (Str) (Run & Tap) | 0 | 1 |  | pc/s | WH - Rm3 | CENPRI | Rack - A3
2302 |  |  |  | EIC-PAR_1261 | Connector, Grounding, Split Bolt, 1 AWG, 3/0 AWG (Str) (Run & Tap) | 0 | 0 |  | pc/s | WH - Rm3 | CENPRI | Rack - A4
2303 |  |  |  | EIC-PAR_1262 | Connector, Grounding, Split Bolt, 1 AWG, 3/0 AWG (Str) (Run & Tap) | 0 | 7 |  | pc/s | WH - Rm3 | CENPRI | Rack - A3
2304 |  |  |  | EIC-PAR_1263 | Connector, Grounding, Split Bolt, 500MCM | 0 | 0 |  | pc/s
2305 |  |  |  | EIC-PAR_1264 | Gauge, Pressure, SJ 6000 | 0 | 0 |  | pc/s | WH - Rm3 | CENPRI | Rack - B3
2306 |  |  |  | EIC-PAR_1265 | Gauge, Pressure, 0 - 14 BAR | 0 | 0 |  | pc/s
2307 |  |  |  | EIC-PAR_1266 | Gauge, Pressure, 1009 Duralife 3.5", Dial Face,NPT 1/4", 0-100 PSI | 0 | 1 |  | pc/s | WH - Rm3 | CENPRI | Rack - A3
2308 |  |  |  | EIC-PAR_1267 | Gauge, Pressure, 1009 Duralife 3.5", Dial Face,NPT 1/4", 0-140 PSI | 0 | 0 |  | pc/s
2309 |  |  |  | EIC-PAR_1268 | Gauge, Pressure, 0-200psi/14bars | 0 | 0 |  | pc/s
2310 |  |  |  | EIC-PAR_1269 | Gauge, Pressure, 0-30psi/2bars | 0 | 0 |  | pc/s
2311 |  |  |  | EIC-PAR_1270 | Gauge, Pressure, 0-40bars, 600psi, 1/2npt | 0 | 0 |  | pc/s
2312 |  |  |  | EIC-PAR_1271 | Gauge, Pressure, 0-5/70psi, 1/2npt | 0 | 0 |  | pc/s
2313 |  |  |  | EIC-PAR_1272 | Gauge, Pressure, 1", 0-11Bar | 0 | 0 |  | pc/s
2314 |  |  |  | EIC-PAR_1273 | Gauge, Pressure, 100PSIG | 0 | 0 |  | pc/s
2315 |  |  |  | EIC-PAR_1274 | Gauge, Pressure, 300psi | 0 | 0 |  | tube/s
2316 |  |  |  | EIC-PAR_1275 | Gauge, Pressure, 300PSIG | 0 | 0 |  | pc/s
2317 |  |  |  | EIC-PAR_1276 | Gauge, Pressure, 3600psi, 250bar, 25mpa, 1/4"NPT | 0 | 0 |  | pc/s
2318 |  |  |  | EIC-PAR_1277 | Hose, Flexible, Corrugated PVC, Conduit Size 1/2"?, Black | 0 | 0 |  | mtr/s
2319 |  |  |  | EIC-PAR_1278 | Hose, Flexible, Metallic, 1/2" x 16" | 0 | 1 |  | pc/s
2320 |  |  |  | EIC-PAR_1279 | Hose, Liquid Type Flexible Metallic Conduit, 1/2" | 0 | 0 |  | mtr/s
2321 |  |  |  | EIC-PAR_1280 | Hose, Liquid Tight Flexible Metallic Conduit, 3/4" | 0 | 0 |  | mtr/s
2322 |  |  |  | EIC-PAR_1281 | Switch, Limit, 600A | 0 | 0 |  | pc/s
2323 |  |  |  | EIC-PAR_1282 | Bearing, Baring Gear, 7207 BVW | 600 | 0 | 600 | pc/s | WH - Rm3 | CENPRI
2324 |  |  |  | EIC-PAR_1284 | Thyristor Module SCR, SKKH 106 / 12 E, Diode, ( 106 amp, 1200V, 5 Pin ) | 2299.12 | 0 |  |  | WH - Rm3 | CENPRI | Rack - O2
2325 |  |  |  | EIC-PAR_1285 | Diode Module, 1200V, 57A, 2 pin, Semipack 1,PN:9056112 | 1680.22 | 0 | 1680.22 | pc/s |  | CENPRI
2326 |  |  |  | EIC-PAR_1286 | Transformer, Indoor, Current, Model:LMZK1, Split Type, 60m, 60Hz, 0.72kV, 150/5A, 2.5VA | 0 | 0 | 0 | pc/s | WH - Rm3 | CENPRI | Rack - O2
2327 |  |  |  | EIC-PAR_1287 | Grounding Rod, Copper Coated, 5/8" x 8 feet | 580.5 | 2 | 596 | lgth/s | WH - Rm3 | CENPRI | Rack - O1
2328 |  |  |  | EIC-PAR_1288 | Solenoid, Direct and Operating Valve, 120 V, Model No: 821C-PM-XX1BA-152-MOD00358 | 34074.77 | 0 | 34074.77 | pc/s | WH - Rm3 | CENPRI | Rack - E3
2329 |  |  |  | EIC-PAR_1289 | Wire Cable, RTD Extension, Gauge 24, Stranded Nickle Plated Copper, Red & Red/White Part No: TFE-0.2/7x3, 200 meters | 29568 | 0 | 29568 | roll/s | WH - Rm3 | CENPRI | Rack - E1
2330 |  |  |  | EIC-PAR_1290 | Insulation, Tube, Spaghetti, 7 mm x 1 meter, Yellow | 11.6667 | 0 | 16.5 | mtr/s | WH - Rm3 | CENPRI | Rack - E2
2331 | Manila |  |  | EIC-PAR_1291 | Diode, Standard, Reverse Polarity, 1400 V, 150 AMP, Stud Mount Type, 1/4" - 28 x 3/8" | 0 | 2 | 0 | pc/s | WH - Rm3 | CENPRI | Rack - A1
2332 | Manila |  |  | EIC-PAR_1292 | Diode, Standard, Forward Polarity, 1400 V, 150 AMP, Stud Mount Type, 1/4" - 28 x 3/8" | 0 | 2 | 0 | pc/s | WH - Rm3 | CENPRI | Rack - A1
2333 |  |  |  | EIC-PAR_1293 | Strip Heater, Ceramic Insulated, Screw Type Terminal, Clamp-on, 1-1/2"W x 10.00" L | 3170 | 0 | 3170 | pc/s | WH - Rm3 | CENPRI | Rack - E2
2334 |  |  |  | EIC-PAR_1294 | Fiber Glass Wire Gauge 12 | 50 | 0 | 50 | mtr/s | WH - Rm3 | CENPRI | Rack - E2
2335 |  |  |  | EIC-PAR_1295 | Tacho Generator, LK:39918/001, 1500-1/min, 1 mA, 60 Volts AC | 0 | 1 | 0 | unit/s | WH - Rm3 | CENPRI | Rack - E2
2336 | Manila |  |  | EIC-PAR_1296 | Insulator, Post, Porcelain, 15KV | 3219 | 0 | 38 | pc/s | WH - Rm3 | CENPRI | Rack - E2
2337 | Manila |  |  | EIC-PAR_1297 | Temperature Sensor, Silicone Rubber Sensor RTD, Temp. Range 50 to 220 Deg., C (-58 to 428 Deg. F) Element: Platinum | 2950 | -6 | 2950 | pc/s | WH - Rm3 | CENPRI | Rack - E2
2338 | Manila |  |  | EIC-PAR_1298 | Wire, Copper, Bare, 60mm2 (2/0 AWG) | 287.28 | 0 | 282.99 | mtr/s | WH - Rm1 | CENPRI | Rack - O3
2339 | Manila |  |  | EIC-PAR_1299 | Rod, Air Terminal, 5/8" dia x 100mm | 3615 | 0 | 3615 | unit/s | WH - Rm3 | CENPRI
2340 | Manila |  |  | EIC-PAR_1300 | Saddle, Round, 5/8" dia x 25-70mm3 Cable Size | 2290 | 0 | 2290 | pc/s | WH - Rm3 | CENPRI
2341 | Manila |  |  | EIC-PAR_1301 | Ground Rod, Copper Bonded, 5/8" dia x 10 ft, Unthreaded Standard Series (256 Micron) | 1286.5 | 0 | 603 | lgth/s | WH - Rm3 | CENPRI
2342 | Manila |  |  | EIC-PAR_1302 | Ground Clamp Connector 16-70mm2 Cable to 5/8" dia (14.2mm) Rod | 320 | 0 | 320 | pc/s | WH - Rm3 | CENPRI
2343 | Manila |  |  | EIC-PAR_1303 | Weld Powder, With Retaining Disk, 45 grs, KW45 | 234 | 0 | 234 | tube/s | WH - Rm3 | CENPRI | Rack - E2
2344 | Local |  |  | EIC-PAR_1304 | Bolt, SS, Full Thread, Complete, M8 x 2" | 15 | 0 | 15 | set/s | WH - Rm3 | CENPRI | Rack - E2
2345 | Manila |  |  | EIC-PAR_1305 | Bushing Assembly, DB-10 / 4000, Rate Voltage: 10kV, Rated Current: 4000A | 0 | 0 | 0 | assy/s | WH - Rm3 | CENPRI
2346 |  |  |  | EIC-PAR_1306 | Box, Junction, Metal, Hexagonal, 4" x 4", gauge 1.5 mm | 0 | 1 |  | pc/s | WH - Rm3 | CENPRI | Rack - A4
2347 | Local |  |  | EIC-PAR_1307 | Box, Junction, PVC, Hexagonal, 4" x 4", gauge 4 mm, Orange | 18.375 | 0 | 27.5 | pc/s | WH - Rm3 | CENPRI | Rack - A4
2348 |  |  |  | EIC-PAR_1308 | Box, Utility, Metal, Rectangular, 2" x 2" x 3", gauge 1 mm | 0 | 0 |  | pc/s | WH - Rm3 | CENPRI | Rack - A3
2349 |  |  |  | EIC-PAR_1309 | Box, Utility, PVC, Rectangular, 2" x 2" x 3", gauge 4 mm | 0 | 0 |  | pc/s | WH - Rm1 | CENPRI | Rack - O2
2350 | Local |  |  | EIC-PAR_1310 | Conduit Body, Rigid, Type LB, 1/2" dia. | 0 | 15 | 0 | pc/s | WH - Rm3 | CENPRI | Rack - A2
2351 | Local |  |  | EIC-PAR_1311 | THHN/ THWN-2,Lead Free, 3.5mm? STR, 600 V, 30 Amperes, 90deg Wet or Dry, Red | 20.63 | 0 | 20.63 | mtr/s | WH - Rm1 | CENPRI | Rack - O3
2352 | Local |  |  | EIC-PAR_1312 | Adapter, MxF, PVC, 1/2 inch, W/ Lock Nut | 8.25 | 0 | 9 | pc/s | WH - Rm1 | CENPRI | Rack - O2
2353 | Local |  |  | EIC-PAR_1313 | Control Relay, Three-Phase Voltage, 380-480V | 2026 | 0 | 2026 | unit/s | WH - Rm1 | CENPRI
2354 | Local |  |  | EIC-PAR_1314 | Block, Time Delay, 0.1 sec - 30 sec, 10 A, 690 V, LADT2 | 0 | 1 | 0 | pc/s | WH - Rm3 | CENPRI | Rack - A4
2355 | Local |  |  | EIC-PAR_1315 | Box, Pull, PVC, 6" x 6" | 80 | 0 | 80 | pc/s | WH - Rm1 | CENPRI
2356 | Manila |  |  | EIC-PAR_1316 | Battery Supporting Rack Stand | 0 | 0 | 0 | pc/s | WH - Rm3 | CENPRI
2357 | Manila |  |  | EIC-PAR_1317 | Microlog W/ Accessories, CMXA 75-K-SL / CMSW7300 | 2352000 | 0 | 2352000 | unit/s | WH - Rm1 | CENPRI
2358 | Manila |  |  | EIC-PAR_1318 | Battery Bank 12VDC 120AH VRLA Maintenance Free Battery | 0 | 0 | 0 | pc/s | WH - Rm3 | CENPRI
2359 | Manila |  |  | EIC-PAR_1319 | Lightning Discharge Counter, Cirpotec CDR-401, 100kA(10/350) Withstand Discharge Current, Analog Display, Easy Clip-on Installation, EN 50164-6, EN 62561-6 & UTE C 17106 Standard Certified, IP67 (NEMA 6P) Weather Proof Inclosure | 14000 | 0 | 14000 | pc/s | WH - Rm1 | CENPRI
2360 | Manila |  |  | EIC-PAR_1320 | Ohmmeter, Digital Low Resistance, DLRO 10, 10A, With DH4-C Duplex Handspikes(x2), One With Indicator Lights, 1.2m / 4 ft | 0 | 0 | 0 | unit/s | WH - Rm1 | CENPRI
2361 | Local |  |  | EIC-PAR_1321 | SD Card, Sandisk, Ultra SDHC, 16GB, UHS1 48MBPS | 500 | 0 | 500 | pc/s | WH - Rm1 | CENPRI
2362 | Manila |  |  | EIC-PAR_1322 | AC Impedance tester for Generator Rotor, 220V/60Hz | 0 | 0 | 0 | unit/s | WH - Rm3 | CENPRI
2363 | Manila |  |  | EIC-PAR_1323 | Enclosure Cabinet 800 x 600 x 42RU for MWR System | 98000 | 0 | 98000 | unit/s | WH - Bldg. | CENPRI
2364 | Local |  |  | EIC-PAR_1324 | Relay, Auxiliary with Socket, 10A, 250Vac, 10A, 30Vdc, 11 Pins, 3PDT, Coil: 24Vdc | 580.3333 | 0 | 576 | pc/s | WH - Rm1 | CENPRI
2365 | Manila |  |  | EIC-PAR_1325 | Transformer, Window Type, Current, Ratio: 600:5, ACC, Class: 2.5, Burden: 90VA, Rating Factor: 1.5 | 7250 | 0 | 7250 | unit/s | WH - Rm1 | CENPRI
2366 | Manila |  |  | EIC-PAR_1326 | Transformer, Window Type, Current, Ratio: 800:5, ACC, Class: 2.5, Burden: 90VA, Rating Factor: 1.5 | 7250 | 0 | 7250 | unit/s | WH - Rm1 | CENPRI
2367 | Manila |  |  | EIC-PAR_1327 | Terminal Lug, Fork, Insulated, Stud Size #16 (16-14)AWG | 3 | 0 | 3 | pc/s | WH - Rm1 | CENPRI | Rack - O2
2368 | Manila |  |  | EIC-PAR_1328 | Battery Charger, Semi Conductor SCR(Thyristor) Type, Input Voltage: 230VAC 10% Single Phase 60Hz, Output Voltage: 120VDC Nominal, Float Voltage: 132 Volts DC, Equalize/Bosst Charge: 135 Volts DC | 87000 | 0 | 87000 | set/s | WH - Rm3 | CENPRI
2369 | Manila |  |  | EIC-PAR_1329 | Battery, Model: 12V VRLA-AGM, 12V, 100Ah, 330mm(L) x 171mm(W) x 215mm(H), 32kgs | 12500 | 0 | 12500 | pc/s | WH - Rm1 | CENPRI
2370 | Manila |  |  | EIC-PAR_1330 | THW, 14mm?, 600 V, 75degC, Gray | 79.59 | 0 | 79.59 | mtr/s | WH - Rm1 | CENPRI
2371 | Manila |  |  | EIC-PAR_1331 | Flood Light, Explosion Proof Platform Light 200W, Warm White | 20000 | 1 | 20000 | unit/s | WH - Rm3 | CENPRI | Rack - A4
2372 | Manila |  |  | EIC-PAR_1332 | ODU 600 7GHZ HP7421-7491 MHZ TX-LOW | 0 | 0 | 0 | pc/s | WH - Rm3 | CENPRI
2373 |  |  |  | EIC-PAR_1333 | ODU 600 7GHZ HP7582-7652 MHZ TX-HIGH |  | 0 |  | pc/s | WH - Rm3 | CENPRI
2374 | Manila |  |  | EIC-PAR_1334 | Eclipse Intelligent Node Unit 2RU INC IDCE Fan High Output | 0 | 0 | 0 | pc/s | WH - Rm3 | CENPRI
2375 | Manila |  |  | EIC-PAR_1335 | RAC30 V3 QPSK TO 128QAM | 0 | 0 | 0 | pc/s | WH - Rm3 | CENPRI
2376 | Manila |  |  | EIC-PAR_1336 | Eclipse DAC16XE1/DS1 V2 | 0 | 0 | 0 | pc/s | WH - Rm3 | CENPRI
2377 | Manila |  |  | EIC-PAR_1337 | DAC GE3 Gigabit Ethernet Switch Card | 0 | 0 | 0 | pc/s | WH - Rm3 | CENPRI
2378 | Manila |  |  | EIC-PAR_1338 | 50MBPS Node Radio Capacity License | 0 | 0 | 0 | pc/s | WH - Rm3 | CENPRI
2379 | Manila |  |  | EIC-PAR_1339 | Node Protection Card High Power | 0 | 0 | 0 | pc/s | WH - Rm3 | CENPRI
2380 | Manila |  |  | EIC-PAR_1340 | Cable IDU/ODU No Connector 150M | 0 | 0 | 0 | pack/s | WH - Rm3 | CENPRI
2381 | Manila |  |  | EIC-PAR_1341 | Spare Type N Male Crimp / Crimp Connector 300 Type | 0 | 0 | 0 | pc/s | WH - Rm3 | CENPRI
2382 | Manila |  |  | EIC-PAR_1342 | Camsco Transformer, Current, 20/5A 600V, 15VA, Class 1 Cat# CCt-20(L-CAM-TRA-00017) | 0 | 0 | 0 | unit/s | WH - Rm3 | CENPRI
2383 | Manila |  |  | EIC-PAR_1343 | Bus Differential & Breaker Failure Relay, SEL-487B | 786808.55 | 0 | 786808.55 | unit/s | WH - Rm3 | CENPRI
2384 | Manila |  |  | EIC-PAR_1344 | Breaker, Circuit, Molded Case, 440V, 100A, 10 kaic | 2884 | 0 | 2884 | pc/s | WH - Rm3 | CENPRI
2385 | Manila |  |  | EIC-PAR_1345 | Multimode Fiber Optic Cable, SEL-C808 62.5 / 125 um | 9696.51 | 0 | 9696.51 | lot/s | WH - Rm1 | CENPRI
2386 | Manila |  |  | EIC-PAR_1346 | Transformer, AC, Hermetically Sealed Type-Corrugated Fin Wall 750Kva, 3P60Hz, 6600V/230V, Dyn11, ONAN, Meniral Oil, Cable Box, Copper Winding | 0 | 0 | 0 | unit/s | WH - Bldg. | CENPRI
2387 | Manila |  |  | EIC-PAR_1348 | Weather Proofing Kit | 0 | 0 | 0 | pc/s | WH - Rm3 | CENPRI
2388 | Manila |  |  | EIC-PAR_1349 | Ground Conductor Tower Termination | 0 | 0 | 0 | pc/s | WH - Rm3 | CENPRI
2389 | Manila |  |  | EIC-PAR_1350 | Universal Coax Grounding Kit | 0 | 0 | 0 | set/s | WH - Rm3 | CENPRI
2390 | Manila |  |  | EIC-PAR_1351 | Grounding Bar 19" | 0 | 0 | 0 | pc/s | WH - Rm3 | CENPRI
2391 | Manila |  |  | EIC-PAR_1352 | Standard Din Rail 19" | 0 | 0 | 0 | pc/s | WH - Rm3 | CENPRI
2392 | Manila |  |  | EIC-PAR_1353 | Battery Cable With Connector | 0 | 0 | 0 | pc/s | WH - Rm3 | CENPRI
2393 | Manila |  |  | EIC-PAR_1354 | Distribution Circuit Breaker 19" Panel | 0 | 0 | 0 | pc/s | WH - Rm3 | CENPRI
2394 | Manila |  |  | EIC-PAR_1355 | Cable, LAN Ethernet | 0 | 0 | 0 | mtr/s | WH - Rm3 | CENPRI
2395 | Manila |  |  | EIC-PAR_1356 | Cable, Grounding | 0 | 0 | 0 | mtr/s | WH - Rm3 | CENPRI
2396 | Manila |  |  | EIC-PAR_1357 | Cable, Power | 0 | 0 | 0 | mtr/s | WH - Rm3 | CENPRI
2397 | Manila |  |  | EIC-PAR_1358 | Krone DDF Mounting Frame | 0 | 0 | 0 | pc/s | WH - Rm3 | CENPRI
2398 | Manila |  |  | EIC-PAR_1359 | Krone Terminal Block | 0 | 0 | 0 | pair/s | WH - Rm3 | CENPRI
2399 | Manila |  |  | EIC-PAR_1360 | Wire, Grounding #8 | 0 | 0 | 0 | mtr/s | WH - Rm3 | CENPRI
2400 | Manila |  |  | EIC-PAR_1361 | Antenna 7.125 - 8.5GHZ HP | 0 | 0 | 0 | pc/s | WH - Rm3 | CENPRI
2401 | Manila |  |  | EIC-PAR_1362 | Eclipse Flexible Waveguide 7.125 - 8.5GHZ 900mm PDR 84 Flanges | 0 | 0 | 0 | pc/s | WH - Rm3 | CENPRI
2402 | Manila |  |  | EIC-PAR_1363 | ODU Pole Mount | 0 | 0 | 0 | pc/s | WH - Rm3 | CENPRI
2403 | Manila |  |  | EIC-PAR_1364 | Coupler Assy Eclipse 7 GHZ V & H Polarization | 0 | 0 | 0 | pc/s | WH - Rm3 | CENPRI
2404 | Manila |  |  | EIC-PAR_1365 | HRD-E50 To 24 AWG Free End 10M | 0 | 0 | 0 | pc/s | WH - Rm3 | CENPRI
2405 | Manila |  |  | EIC-PAR_1366 | N Type Male Crimp / Clamp Connector | 0 | 0 | 0 | pc/s | WH - Rm3 | CENPRI
2406 | Manila |  |  | EIC-PAR_1367 | Lightning Arrestor, Kit, Universal 50 OHMS Male to Female | 0 | 0 | 0 | pc/s | WH - Rm3 | CENPRI
2407 | Manila |  |  | EIC-PAR_1368 | Connector Kit N Type M&F 300 Type Cable | 0 | 0 | 0 | pc/s | WH - Rm3 | CENPRI
2408 | Manila |  |  | EIC-PAR_1369 | Flex Twist Hanger Assembly | 0 | 0 | 0 | pc/s | WH - Rm3 | CENPRI
2409 | Manila |  |  | EIC-PAR_1370 | Antenna Mounting Bracket W/ Bolt & Nuts | 0 | 0 | 0 | set/s | WH - Rm3 | CENPRI
2410 | Manila |  |  | EIC-PAR_1371 | Side Strap With Clamp | 0 | 0 | 0 | pc/s | WH - Rm3 | CENPRI
2411 | Manila |  |  | EIC-PAR_1372 | Grounding Rod 4ft | 0 | 0 | 0 | pc/s | WH - Rm3 | CENPRI
2412 | Manila |  |  | EIC-PAR_1373 | Microwave Radio Equipment(MWR) Aviat ODU 600 Digital, 7Ghz (1 lot / 2 units) | 725000 | 0 | 0 | unit/s | WH - Rm3 | CENPRI
2413 | Manila |  |  | EIC-PAR_1374 | 48VDC Power Supply,(4 Units of Battery Pack, 12VDC, with Supporting Rack) | 220000 | 0 | 220000 | lot/s | WH - Rm3 | CENPRI
2414 | Manila |  |  | EIC-PAR_1375 | Router, CISCO, Model: ISR 4431/K9, 4GE, 3NIM, 8G Flash, 4G DRAM, IPB | 840000 | 0 | 840000 | unit/s | WH - Rm3 | CENPRI
2415 | Manila |  |  | EIC-PAR_1376 | ISR4431/K9 CISCO ISR 4431 (4GE, 3NIM, 8G Flash, 4G DRAM, IPB) | 0 | 0 | 0 | unit/s | WH - Rm3 | CENPRI
2416 | Manila |  |  | EIC-PAR_1377 | 3 YR SNTC 8X5XNBD CISCO ISR 4431 (4GE) | 0 | 0 | 0 | lot/s | WH - Rm3 | CENPRI
2417 | Manila |  |  | EIC-PAR_1378 | IP Base License For Cisco ISR 4400 Series | 0 | 0 | 0 | lot/s | WH - Rm3 | CENPRI
2418 | Manila |  |  | EIC-PAR_1379 | 2 Port Multiflex Trunk Voice / Clear-Channel Data T1/E1 Module | 0 | 0 | 0 | unit/s | WH - Rm3 | CENPRI
2419 | Manila |  |  | EIC-PAR_1380 | DC Power Supply for CISCO ISR 4430 | 0 | 0 | 0 | unit/s | WH - Rm3 | CENPRI
2420 | Manila |  |  | EIC-PAR_1381 | Eco Friendly Green Option | 0 | 0 | 0 | lot/s | WH - Rm3 | CENPRI
2421 | Manila |  |  | EIC-PAR_1382 | Cover for Empty 2nd Power Supply Slot on CISCO ISR 4400 | 0 | 0 | 0 | unit/s | WH - Rm3 | CENPRI
2422 | Manila |  |  | EIC-PAR_1383 | Blank Faceplate for NIM Slot on CISCO ISR 4400 | 0 | 0 | 0 | unit/s | WH - Rm3 | CENPRI
2423 | Manila |  |  | EIC-PAR_1384 | 4G Dram (1 x 4G) for CICSCO ISR 4400 | 0 | 0 | 0 | unit/s | WH - Rm3 | CENPRI
2424 | Manila |  |  | EIC-PAR_1385 | 2G DRAM (1 DIMM) for CISCO ISR 4400 Data Plane | 0 | 0 | 0 | unit/s | WH - Rm3 | CENPRI
2425 | Manila |  |  | EIC-PAR_1386 | 8G eUSB Flash Memory for CISCO ISR 4430 | 0 | 0 | 0 | unit/s | WH - Rm3 | CENPRI
2426 | Manila |  |  | EIC-PAR_1387 | CISCO ISR 4400 Series IOS XE Universal | 0 | 0 | 0 | unit/s | WH - Rm3 | CENPRI
2427 | Manila |  |  | EIC-PAR_1388 | DC Power Supply (Secondary PS) for CISCO ISR 4430 | 0 | 0 | 0 | unit/s | WH - Rm3 | CENPRI
2428 | Manila |  |  | EIC-PAR_1389 | Breaker, Circuit, 440V, 1250A, 3 Phase, 60Hz, 50kaic, 600V | 54575 | 0 | 54575 | pc/s | WH - Rm1 | CENPRI
2429 | Local |  |  | EIC-PAR_1390 | Terminal Lug, Y-Type, Size (14-12) | 7.5 | 0 | 7.5 | pc/s |  | CENPRI
2430 | Manila |  |  | EIC-PAR_1391 | Breaker, Circuit, 250A, 3 Pole, 36 kaic, 480 VAC | 7400 | 0 | 7400 | pc/s
2431 | Manila |  |  | EIC-PAR_1392 | Gauge, Pressure, 0-100psi/0-7bars, 4"dia, Dial Face, 1/4" NPT | 6700 | 0 | 6700 | pc/s
2432 | Manila |  |  | EIC-PAR_1393 | Gauge, Pressure, 0-300psi/0-21bars, 3-1/2"dia, Dial Face, 1/4" NPT | 6700 | 0 | 6700 | pc/s
2433 | Local |  |  | EIC-PAR_1394 | Box, Junction With Cover, PVC, 4.5" x 4.5", Orange | 60 | 1 | 60 | pc/s | WH - Rm3 | CENPRI | Rack - A3
2434 | Manila |  |  | EIC-PAR_1395 | THHN Wire, 500mm?, Black | 2345 | 0 | 2345 | mtr/s
2435 | Manila |  |  | EIC-PAR_1396 | Digital Input Module DI524, 32 DI, 24V DC, 1-Wire | 35000 | 0 | 35000 | unit/s
2436 | Manila |  |  | EIC-PAR_1397 | Controller, Temperature, Toho, TM 004-R-AB | 6250 | 0 | 6500 | pc/s
2437 | Local |  |  | EIC-PAR_1398 | Cable Tray, Ladder Type, Galvanized, Gauge 16, 300mm x 2438mm long w/ cover. | 8400 | 0 | 8400 | pc/s
2438 | Local |  |  | EIC-PAR_1399 | Wire Duct, 3" x 3" x 8ft long | 700 | 0 | 700 | lgth/s
2439 | Manila |  |  | EIC-PAR_1400 | Breaker, Circuit, 230/400V, C10, 2 Phase | 437.3 | 0 | 437.3 | pc/s
2440 | Manila |  |  | EIC-PAR_1401 | Breaker, Circuit, 400V, 10 kaic, 3 Phase, 100AT | 865 | 0 | 865 | pc/s
2441 | Manila |  |  | EIC-PAR_1402 | Terminal Lug, Pin, #12-10 AWG | 2.8 | 0 | 2.8 | pc/s
2442 | Manila |  |  | EIC-PAR_1403 | Termination Kit, Indoor, Silicone Rubber, 3M, QT-II Cold Shrink, 3points/kit, Tubular | 6550 | 0 | 6550 | Kit/s
2443 | Manila |  |  | EIC-PAR_1404 | Cold Shrink, EPDM Sheath Seal Kit | 2750 | 0 | 2750 | Kit/s
2444 | Manila |  |  | EIC-PAR_1405 | Relay, Auxiliary, 125VDC, 10A, 4CO contacts with sockets, LY4N, Omron | 1716 | 0 | 1716 | pc/s
2445 | Manila |  |  | EIC-PAR_1406 | Terminal Lug, Ring, Stud Size 14-12 AWG | 3.6 | 0 | 3.6 | pc/s
2446 | Manila |  |  | EIC-PAR_1407 | Relay, Protection for MVSG, Combined Overcurrent & Ground Fault, 48VDC, Sepam 1000+, Type S20 | 90800 | 0 | 90800 | pc/s
2447 |  |  |  | EIC-PAR_1408 | Terminal Eye, Non-Insulation, 38-10 | 22 | 0 | 22 | pc/s | WH - Rm3 | CENPRI
2448 | Local |  |  | EIC-PAR_1409 | Terminal Eye, Non-Insulated, 22-10 | 14 | 0 | 14 | pc/s | WH - Rm3 | CENPRI
2449 | Local |  |  | EIC-PAR_1410 | Clip, Aligator | 31.25 | 0 | 65 | pc/s
2450 | Manila |  |  | EIC-PAR_1411 | Horizontal Line Post, 69KV, Polymer w/ gain Base and Top Clamp | 7500 | 0 | 7500 | pc/s
2451 | Manila |  |  | EIC-PAR_1412 | Relay, Thermal Overload, (12-18A), LRE21 | 920.37 | 0 | 920.37 | pc/s
2452 | Manila |  |  | EIC-PAR_1413 | Relay, Auxiliary with Socket, 230VAC Coil, 4PDT, Model: MY4N-GS | 395 | 0 | 395 | tab/s
2453 | Manila |  |  | EIC-PAR_1414 | Terminal Lug, Fork, Insulated, V3.5-5Y, Size: 14-12 | 3.96 | 0 | 3.96 | pc/s
2454 | Manila |  |  | EIC-PAR_1415 | Terminal Lug, 1/0 AWG, Two Hole, Long Barrel, Stud Size 1/2" | 341.96 | 0 | 341.96 | pc/s
2455 | Local |  |  | EIC-PAR_1416 | THHN Copper Wire, 22mm?, Red | 123.5 | 0 | 123.5 | mtr/s
2456 | Local |  |  | EIC-PAR_1417 | Terminal Lug, Pin Type, AWG, 1.25 | 2.97 | 0 | 2.97 | pc/s
2457 | Local |  |  | EIC-PAR_1418 | Terminal Lug, Pin Type, #18-20 | 2.97 | 0 | 2.97 | pc/s
2458 | Manila |  |  | EIC-PAR_1419 | THHN Wire, 3.5mm?, 12 Stranded | 18.995 | 0 | 20.57 | mtr/s | WH - Rm3 | CENPRI
2459 | Manila |  |  | EIC-PAR_1420 | Relay, Timer, H3CR-A8, Source: 24-48 VAC, H3CR-A8AC24-48/DC12-48, w/o socket, 8 pins | 3850 | 0 | 3850 | pc/s
2460 | Manila |  |  | EIC-PAR_1421 | Controller, Temperature, Toho, TM 004-R-A | 6000 | 0 | 6000 | pc/s
2461 | Local |  |  | EIC-PAR_1422 | Bulb, Pilot, 5W, 125VDC | 15 | 0 | 15 | pc/s
2462 | Local |  |  | EIC-PAR_1423 | Bulb, Pilot, 5W, 125VAC | 70 | 0 | 70 | pc/s
2463 | Manila |  |  | EIC-PAR_1424 | Control Easygen, 3200XT-P1, Part#:8440-2082 | 189498.67 | 0 | 189498.67 | unit/s
2464 | Local |  |  | EIC-PAR_1425 | Blower, Fan, (Cooling Fan), 12 x 12cm | 406 | 0 | 406 | pc/s
2465 | Manila |  |  | EIC-PAR_1426 | Relay, Earth Fault, MH IDMTL, Model: REF 052n, Aux Supply: 110/240 VAC, Current Setting: 0.09-3sec/0.039-1.3sec @10times of the setting current. | 27328 | 1 | 27328 | pc/s
2466 | Manila |  |  | EIC-PAR_1427 | Resin Rich Coils (108 coils), Standard Winding Kit, Ideal Electric-KVA-6250; Poles: 14, RPM:514, Frame:M7-30, Volts: 6600, Amps: 547, Hz: 60, Ph: 3, Type: SAMB | 0 | 1 | 0 | lot/s | WH - Bldg. | CENPRI
2467 | Manila |  |  | EIC-PAR_1428 | Relay, Lock Out, Kraus & Naimer, CA10MS6N004/110, A119469075/100 | 0 | 0 | 0 | unit/s
2468 | Local |  |  | EIC-PAR_1429 | Emergency Stop Bottom | 120 | 0 | 120 | pc/s
2469 | Manila |  |  | EIC-PAR_1430 | Contactor, Magnetic, 220VAC, 80A, AC-1 | 5280 | 0 | 5280 | pc/s | WH - Rm3 | CENPRI | Rack - A4
2470 | Manila |  |  | EIC-PAR_1431 | Indicating Lamp / Pilot Light, Red RS PRO, 22mm Cutout, IP65, 230VAC | 224.07 | 0 | 224.07 | pc/s | WH - Rm3 | CENPRI
2471 | Manila |  |  | EIC-PAR_1432 | Indicating Lamp / Pilot Light, Red RS PRO, 22mm Cutout, IP65, 24V ac/dc | 264.11 | 0 | 264.11 | pc/s | WH - Rm3 | CENPRI
2472 | Manila |  |  | EIC-PAR_1433 | Hygrostat, Model: FLZ 600 | 4900 | 0 | 4900 | pc/s | WH - Rm3 | CENPRI | Rack - A4
2473 | Local |  |  | EIC-PAR_1434 | Solenoid Valve, Shutdown, 24VDC | 750 | 0 | 750 | pc/s
2474 | Manila |  |  | EIC-PAR_1436 | Heater, Flange Immersion, Rating: 40kw/460VAC/3P/Delta | 83000 | 0 | 83000 | unit/s
2475 | Manila |  |  | EIC-PAR_1437 | Relay, Thermal Overload, (12-18A), LRD21 | 606.67 | 0 | 473.33 | pc/s
2476 | Manila |  |  | EIC-PAR_1438 | Terminal Lug, Ring, Short Barrel, 100mm?, 1 hole, 1/2"Stud, Cat.#BLY 28-L12 | 245.15 | 0 | 245.15 | pc/s
2477 | Local |  |  | EIC-PAR_1439 | Switch, Heavy Duty w/ Plate, Wall Mounted, Plastic, 1 Gang | 98 | 0 | 98 | set/s | WH - Rm3 | CENPRI
2478 | Local |  |  | EIC-PAR_1440 | Fan, Motor Blade | 225 | 0 | 225 | pc/s
2479 | Local |  |  | EIC-PAR_1441 | Breaker, Circuit, 230/400V, C30, Single Phase | 295 | 0 | 295 | pc/s
2480 | Manila |  |  | EIC-PAR_1442 | Solenoid Valve, 3-Way, MAC 56C-13-681BA Valve, Coil= 68, 120 VDC, 6.4 Watts, Model: 100 TYP XX | 10644.48 | 0 | 10644.48 | pc/s | WH - Rm3 | CENPRI | Rack - A1
2481 | Manila |  |  | EIC-PAR_1443 | Gauge, Pressure, 0-10bars/0-145psi, SS Adapter 1/4 x 1/2npt | 7300 | 0 | 7300 | pc/s
2482 | Manila |  |  | EIC-PAR_1444 | Switch, Flow Explosion Proof, Paddle Type, Housing:Aluminum, 1/2 NPT, Connection: NPT Male, Paddle Length: Standard | 19000 | 11 | 19000 | pc/s | WH - Rm3 | CENPRI | Rack - B1
2483 | Manila |  |  | EIC-PAR_1445 | Switch Control, Selector, 2 Pole, 2 Position, all with Contacts, MAN-EG3200 | 2595 | 0 | 2595 | pc/s | WH - Rm3 | CENPRI | Rack - A3
2484 | Manila |  |  | EIC-PAR_1446 | Block, Terminal, Feed Through, Utility Jut 1-2.5PE | 55.3 | 0 | 55.3 | pc/s | WH - Rm3 | CENPRI | Rack - A3
2485 | Manila |  |  | EIC-PAR_1447 | Block, Terminal, Jumper, For T Block, 6.0mm | 93.6 | 0 | 93.6 | pc/s | WH - Rm3 | CENPRI | Rack - A3
2486 | Manila |  |  | EIC-PAR_1448 | Terminal Lug, Flat, 2.0mm | 2.8 | 0 | 2.8 | pc/s | WH - Rm3 | CENPRI | Rack - A3
2487 | Manila |  |  | EIC-PAR_1449 | Disconnector Male, V2-7B | 2.1 | 0 | 2.1 | pc/s | WH - Rm3 | CENPRI | Rack - A3
2488 | Manila |  |  | EIC-PAR_1450 | Phoenix Contact, Cover, D-UK4/10 Series, Part No.: 3003020 | 29.55 | 0 | 29.55 | pc/s | WH - Rm3 | CENPRI | Rack - A3
2489 | Manila |  |  | EIC-PAR_1451 | Phoenix Contact, End Clamp, E/UK Series, Part No.: 1201442 | 56.62 | 0 | 56.62 | pc/s | WH - Rm3 | CENPRI | Rack - A3
2490 | Manila |  |  | EIC-PAR_1452 | Diode, Vishay 50V 1A, 2 Pin, Single Diode Configuration, Mounting Type: Through Hole, Package Type: DO-204AL, Technology: Silicon Junction, Dimension: 5.2(L) x 2.7(W) x x2.7mm(H), Operating Junction Temperature: -50 to +150 Deg C, Part No.: 1N4001-E3/54 | 10.29 | 0 | 10.29 | pc/s | WH - Rm3 | CENPRI | Rack - A3
2491 | Manila |  |  | EIC-PAR_1453 | Phoenix Contact, ATEX, UK 6 N series, 800 V Standard DIN Rail Terminal, Screw Down termination, Part No.: 3004524 | 80.88 | 0 | 80.88 | pc/s | WH - Rm3 | CENPRI | Rack - A3
2492 | Manila |  |  | EIC-PAR_1454 | Terminal Lug, Ferrule, 2.0mm, Cat# E2510 | 0.69 | 0 | 0.69 | pc/s | WH - Rm3 | CENPRI | Rack - A3
2493 | Manila |  |  | EIC-PAR_1455 | Terminal Lug, Wye 2.0mm | 1.13 | 0 | 1.13 | pc/s | WH - Rm3 | CENPRI | Rack - A3
2494 | Local |  |  | EIC-PAR_1456 | Bridge Rectifier, KBPC3501 | 120 | 0 | 120 | pc/s | WH - Rm3 | CENPRI | Rack - A3
2495 |  |  |  | EIC-PAR_1457 | Terminal Lug, Pin Type, #22-18 | 2.97 | 0 | 2.97 | pc/s | WH - Rm3 | CENPRI | Rack - E2
2496 |  |  |  | EIC-PAR_1458 | Wire, Copper, Bare, Copper Strand, #3/0 AWG, 85mm | 240.8 | 0 | 481.6 | mtr/s | WH - Rm3 | CENPRI
2497 | Manila |  |  | EIC-PAR_1459 | Battery Charger / Rectifier 48VDC, Output 220VAC 50A | 0 | 0 | 0 | pc/s | WH - Rm3 | CENPRI
2498 | Manila |  |  | EIC-PAR_1460 | Camsco Ammeter, 0-20A(3" x 3"), Cat# L-CAM-MET-00043 | 0 | 0 | 0 | unit/s | WH - Rm3 | CENPRI
2499 | Manila |  |  | EIC-PAR_1461 | Relay, Timer, H3CR-A8, Source: 100-240 VAC, 50-60Hz, 100-125VDC, with socket, 8 pins | 2400 | 0 | 2400 | set/s
2500 | Manila |  |  | EIC-PAR_1462 | Battery, Charger, Regulated, Model: 24VR-15A(WM) | 25000 | 0 | 25000 | unit/s
2501 | Manila |  |  | EIC-PAR_1463 | Lighting Conductor, Early Streamer Emission, ESE | 74000 | 0 | 74000 | pc/s | WH - Rm3 | CENPRI
2502 | Local |  |  | EIC-PAR_1464 | Distribution Circuit Breaker 50A, 8 Branches, 3P, Panel | 6790 | 0 | 6790 | pc/s
2503 | Local |  |  | EIC-PAR_1465 | Connector, Conduit, Adapter, w/ Locknut, UPVC, 1" | 16.5 | 18 | 16.5 | pc/s | WH - Rm3 | CENPRI | Side Wall
2504 |  |  |  | EIC-PAR_1466 | Clip, Battery |  | 0 |  | pc/s
2505 | Local |  |  | EIC-PAR_1467 | Outlet, Convenience, 3 Gang, w/ Cover & Plate | 285 | 0 | 285 | set/s
2506 | Local |  |  | EIC-PAR_1468 | Control, Box | 0 | 0 | 0 | pc/s | WH - Rm3 | CENPRI | Rack - B1
2507 | Manila |  |  | EIC-PAR_1469 | Glass Epoxy Slot Wedges | 0 | 671 | 0 | pc/s | WH - Bldg. | CENPRI
2508 | Manila |  |  | EIC-PAR_1470 | G.E. Separators 1.0 mm x 17.5 mm x 795 mm | 0 | 109 | 0 | lgth/s | WH - Rm3 | CENPRI
2509 | Manila |  |  | EIC-PAR_1471 | G.E. Separators 0.5 mm x 17.5 mm x 795 mm | 0 | 228 | 0 | lgth/s | WH - Rm3 | CENPRI
2510 | Manila |  |  | EIC-PAR_1472 | G.E. Separators 2.0 mm x 17.5 mm x 795 mm | 0 | 68 | 0 | lgth/s | WH - Rm3 | CENPRI
2511 | Manila |  |  | EIC-PAR_1473 | PGMP Tape 0.15 mm x 20 mm x 50 mtrs | 0 | 10 | 0 | roll/s | WH - Rm3 | CENPRI
2512 | Manila |  |  | EIC-PAR_1474 | G.E. Separators 3.0 mm x 17.5 mm x 795 mm | 0 | 121 | 0 | lgth/s | WH - Rm3 | CENPRI
2513 | Manila |  |  | EIC-PAR_1476 | Flat Cord, Braided, Polyester | 0 | 6 | 0 | roll/s | WH - Rm3 | CENPRI
2514 | Manila |  |  | EIC-PAR_1477 | Epoxy Loaded Felt | 0 | 4 | 0 | roll/s | WH - Rm3 | CENPRI
2515 | Manila |  |  | EIC-PAR_1478 | Brazing Rod | 0 | 1 | 0 | kg/s | WH - Rm3 | CENPRI
2516 | Manila |  |  | EIC-PAR_1479 | Terylene Tape 5 mil x 25 mm x 50 mtrs | 0 | 10 | 0 | roll/s | WH - Rm3 | CENPRI
2517 | Manila |  |  | EIC-PAR_1480 | Conductive Tape 0.12 mm x 25 mm x 50 mtrs | 0 | 5 | 0 | roll/s | WH - Rm3 | CENPRI
2518 | Manila |  |  | EIC-PAR_1481 | RTD, PT-100, 06 nos, 3 Leads of 18 AWG Shielded | 0 | 6 | 0 | pc/s | WH - Rm3 | CENPRI
2519 | Manila |  |  | EIC-PAR_1482 | Lead Wire, 95 mm2, 13.8kV | 0 | 46 | 0 | mtr/s | WH - Rm3 | CENPRI
2520 | Manila |  |  | EIC-PAR_1483 | Coil Spacer | 0 | 1.1 | 0 | kg/s | WH - Rm3 | CENPRI
2521 | Manila |  |  | EIC-PAR_1484 | Copper Connection | 0 | 8.1 | 0 | kg/s | WH - Rm3 | CENPRI
2522 | Local |  |  | EIC-PAR_1485 | Terminal Lug, Ring, Stud Size, (2-5) | 3 | 0 | 3 | pc/s | WH - Rm3 | CENPRI | Rack - C1
2523 | Local |  |  | EIC-PAR_1486 | Terminal Lug, Ring, Stud Size (1.25-4) | 2 | 0 | 2 | pc/s | WH - Rm3 | CENPRI | Rack - C1
2524 | Local |  |  | EIC-PAR_1487 | THHN Wire, 14mm | 0 | 0 | 0 | mtr/s | WH - Rm3 | CENPRI | Rack - C1
2525 | Local |  |  | EIC-PAR_1488 | Outlet, Universal, 2 Gang | 138.75 | 0 | 138.75 | pc/s | WH - Rm3 | CENPRI | Rack - D2
2526 | Local |  |  | EIC-PAR_1489 | Meter, Electronic Energy, Single Phase, 2 Wire, 220 - 240V, 10 (60)A, Sub Meter | 1000 | 0 | 1000 | pc/s | WH - Rm3 | CENPRI | Rack - A4
2527 | Manila |  |  | EIC-PAR_1490 | Relay, Auxiliary with Socket, 5 Amps, 8 Pins, Coil: 24 VDC | 700 | 0 | 700 | set/s | WH - Rm3 | CENPRI | Rack - A4
2528 | Local |  |  | EIC-PAR_1491 | Breaker, Circuit, 50A, 3P, 220-240V, Bolt-on Type, GE, w/o Enclosure | 1865 | 0 | 1865 | set/s | WH - Rm3 | CENPRI | Rack - D1
2529 | Local |  |  | EIC-PAR_1492 | Breaker, Circuit, 15A, 2P, 220-240V, Bolt-on Type, GE, w/o Enclosure | 670 | 0 | 670 | set/s | WH - Rm3 | CENPRI | Rack - D1
2530 | Local |  |  | EIC-PAR_1493 | Breaker, Circuit, 30A, 2P, 220-240V, Bolt-on Type, GE, w/o Enclosure | 670 | 0 | 670 | pc/s | WH - Rm3 | CENPRI | Rack - D1
2531 |  |  |  | EIC-PAR_1494 | Fuse, High Voltage HRC, Heavy Duty, 8000A | 0 | 0 |  | pc/s | WH - Rm3 | CENPRI | Rack - A1
2532 | Local |  |  | EIC-PAR_1495 | Terminal Clamp, Battery | 45 | 0 | 45 | pc/s | WH - Rm3 | CENPRI | Rack - D1
2533 | Manila |  |  | EIC-PAR_1496 | Solenoid Valve Block, PN: 0018 6654 000 | 44632.84 | 2 | 44632.84 | pc/s | WH - Rm3 | CENPRI | Rack - D2
2534 | Manila |  |  | EIC-PAR_1497 | RAC30 Module, Repaired | 0 | 0 | 0 | unit/s | WH - Rm3 | CENPRI | Rack - A1
2535 | Manila |  |  | EIC-PAR_1498 | Surge Suppressor, MHT250-N48, Rating Operating Voltage 48VDC, Max Operating Voltage 60vdc, Rated Current 2ADC, Series Resistance 0.5 ohms+/-20% | 0 | 0 | 0 | unit/s | WH - Rm3 | CENPRI | Rack - A1
2536 | Manila |  |  | EIC-PAR_1499 | THHN Wire, 125mm² | 594 | 150 | 594 | mtr/s | WH - Rm3 | CENPRI
2537 | Manila |  |  | EIC-PAR_1500 | Terminal Lug, Copper, 100mm2, Long Barrel, 1 hole x 1/2", BBLU-4/0S | 235.6 | 14 | 235.6 | pc/s | WH - Rm3 | CENPRI | Rack - A3
2538 | Manila |  |  | EIC-PAR_1501 | Tube, copper, Soft Drawn 3/4" - 0.028 (19mm) x 15mtr per roll | 3560 | 1 | 3560 | roll/s | WH - Rm3 | CENPRI
2539 | Local |  |  | EIC-PAR_1502 | Distribution Panel, 300A, 3P, Bolt on Type, 440V/230V, Wall Mounted, 16 Branches of CB | 34512 | 0 | 34512 | set/s | WH - Rm3 | CENPRI
2540 | Manila |  |  | EIC-PAR_1503 | Cable, PVC Control, 1.0 mm² x 25G (24Conductors + 1 Ground), 300/500V, Catalog: 10078 | 390 | 0 | 390 | mtr/s | WH - Rm3 | CENPRI | Pallet Rack
2541 | Manila |  |  | EIC-PAR_1504 | Transformer, Indoor Resin Encapsulated Voltage, IEEE C57.13, 60Hz, 1L:7.2/9.52/75KV with Primary Fuses (3.15A), Insulation Class B, IT-PTGS, Thermal Burden-1500VA at Ambient Temp: -5 to +50deg.C. Type MVVT, Ratio 7200/120V, Dimension (mm/kgs): CA/A13287, | 94280 | 1 | 94280 | unit/s | WH - Rm3 | CENPRI
2542 | Manila |  |  | EIC-PAR_1505 | Shut Down Solenoid With Latch For UG-40 | 255000 | 0 | 255000 | assy/s | WH - Rm3 | CENPRI | Rack - A1
2543 | Local |  |  | EIC-PAR_1506 | Conduit, LTFMC 1/2", Flexible Pipe | 62 | 0 | 62 | mtr/s | WH - Rm3 | CENPRI | Rack - A4
2544 | Local |  |  | EIC-PAR_1507 | Conduit, LTFMC 1", Flexible Pipe | 134 | 0 | 134 | mtr/s | WH - Rm3 | CENPRI | Rack - A4
2545 |  |  |  | EIC-PAR_1508 | Cable, Thipia, 15kV, 50mm2, Single Core, Cu/XLPE/CTS/PVC, 100% IL |  | 0 |  | mtr/s | WH - Rm3 | CENPRI
2546 | Manila |  |  | EIC-PAR_1509 | Wire, 15kv, 50mm² Single Core, Cu/XLPE/CTS/PVC, 100% I.L., Thipha Cable from Vietnam | 730 | 0 | 730 | mtr/s | WH - Rm3 | CENPRI
2547 | Manila |  |  | EIC-PAR_1510 | Terminal Lug, Penn-Union Copper Crimp, Long Barrel, 250 mcm, 1/2" Stud Size, 35kV, Cat #BBLU-025S | 255.6 | 6 | 255.6 | pc/s | WH - Rm3 | CENPRI | Rack - A3
2548 |  |  |  | EIC-PAR_1511 | Cover (Only), Junction Box, PVC, 4.5" x 4.5", Orange | 0 | 1 |  | pc/s | WH - Rm3 | CENPRI | Rack - A3
2549 | Local |  |  | EIC-PAR_1512 | Insulation, Tube, Spaghetti, 1/4" | 15 | 0 | 15 | mtr/s | WH - Rm3 | CENPRI | Rack - A3
2550 | Local |  |  | EIC-PAR_1513 | Battery Terminal as per Sample | 27.5 | 0 | 10 | pc/s | WH - Rm3 | CENPRI | Rack - A3
2551 | Local |  |  | EIC-PAR_1514 | Bushing ( Lock Nut ), Rigid Steel Conduit, 3" | 31.5 | 2 | 31.5 | pc/s | WH - Rm3 | CENPRI | Rack - A3
2552 | Local |  |  | EIC-PAR_1515 | Outlet Convenience, Duplex, Surface Type, WSG 002 | 89.75 | 0 | 89.75 | pc/s | WH - Rm3 | CENPRI
2553 | Local |  |  | EIC-PAR_1516 | Breaker, Circuit, 20A, 2P, 220-240V, Bolt-on Type | 252 | 0 | 252 | pc/s | WH - Rm3 | CENPRI | Rack - A3
2554 | Local |  |  | EIC-PAR_1517 | Breaker, Circuit, 30A, 2P, 220-240V, Bolt-on Type | 252 | 0 | 252 | pc/s | WH - Rm3 | CENPRI | Rack - A3
2555 | Manila |  |  | EIC-PAR_1518 | Contactor Magnetic, 40 Amps, 3 Phase, 50/60 Hz, 220 VAC Coil, 2ND-2NC, Model: LC1D258 | 5300 | 0 | 5300 | pc/s | WH - Rm3 | CENPRI | Rack - A4
2556 | Local |  |  | EIC-PAR_1519 | Bulb, LED, 33 Watts, 90-240 Volts | 865 | 0 | 865 | pc/s | WH - Rm3 | CENPRI | Rack - A3
2557 | Local |  |  | EIC-PAR_1520 | Terminal Lug, Insulated Cord End, Pin Type, Size:RV 1.25-4 | 2.25 | 25 | 2.25 | pc/s | WH - Rm3 | CENPRI | Rack - A4
2558 | Local |  |  | EIC-PAR_1521 | Terminal Lug, Insulated Fork Type, Size: SV2-4 1 | 2.5 | 25 | 2.5 | pc/s | WH - Rm3 | CENPRI | Rack - A4
2559 | Local |  |  | EIC-PAR_1522 | Terminal Lug, Insulated Fork Type, Size: SV 3.5-5 | 3 | 25 | 3 | pc/s | WH - Rm2 | CENPRI | Rack - A4
2560 | Local |  |  | EIC-PAR_1523 | Switch, Toggle, Single Pole, Single Throw, 10 Amps | 50 | 0 | 50 | pc/s | WH - Rm3 | CENPRI | Rack - A4
2561 | Local |  |  | EIC-PAR_1524 | Lifting Motor Set, Model: ZBR100 D12/2, Materials No. 239115 | 207200 | 1 | 207200 | unit/s | WH - Rm3 | CENPRI | Side Wall
2562 | Manila |  |  | EIC-PAR_1525 | Solenoid Valve, MAC 821C-PM-XX1BA-152 M0358 VLV 120 VDC, Solenoid Coil Z | 10248 | 0 | 10248 | unit/s | WH - Rm3 | CENPRI | Rack - A1
2563 | Local |  |  | EIC-PAR_1526 | Relay, Thermal Overload, Thermal Protection Adjustment Range 2.5 - 4 Amp, Related Insulating Voltage: 600Vac / IEC 60947-4-1, TeSys LRD08 | 728.65 | 0 | 728.65 | pc/s | WH - Rm3 | CENPRI | Rack - A4
2564 | Local |  |  | EIC-PAR_1527 | Contactor, EasyPact TVS, 3P(3 NO)-AC-3, 440 V, 40A - 220 V AC Coil, Model: LC1E40M6 | 2437.55 | 0 | 2437.55 | pc/s | WH - Rm3 | CENPRI | Rack - A4
2565 | Local |  |  | EIC-PAR_1528 | Relay, Thermal Overload, EasyPact TVS Differential 37, 50 A- Class 10A, Model: LRE357 | 1188.05 | 0 | 1188.05 | pc/s | WH - Rm3 | CENPRI | Rack - A4
2566 | Local |  |  | EIC-PAR_1529 | Pipe, Rigid Steel Conduit, 3" | 1338.5 | 3 | 1330 | lgth/s | WH - Rm3 | CENPRI | Rack - O3
2567 | Local |  |  | EIC-PAR_1530 | Connector, Straight, Rigid Conduit, LTFMC, 3" dia. | 895 | 8 | 950 | pc/s | WH - Rm3 | CENPRI | Rack - A2
2568 | Local |  |  | EIC-PAR_1531 | Cooling Fan 4" x 4", 220V AC | 406 | 0 | 406 | unit/s | WH - Rm3 | CENPRI | Rack - A1
2569 | Local |  |  | ENG-COM_1013 | Copper, Packing, Slotted, Cyl. Head, Exhaust | 0 | 13 | 0 | pc/s | WH - Rm3 | CENPRI | Rack - J2
2570 |  |  |  | ENG-COM_1014 | Hose, Flexible, Hydraulic, 1/4" | 0 | 4 |  | pc/s
2571 |  |  |  | ENG-COM_1015 | Hose, Flexible, Hydraulic, 7/8", SAE100, R1AT, 2250psi, (flame resistant) | 0 | 9 |  | pc/s
2572 |  |  |  | ENG-COM_1016 | Hose, Flexible, Stainless Steel, #125 | 0 | 0 |  | pc/s
2573 |  |  |  | ENG-COM_1017 | Hose, Flexible, Stainless Steel, 1/4" x 12" | 0 | 0 |  | pc/s
2574 |  |  |  | ENG-COM_1018 | Hose, Hydraulic, 1/2" | 0 | 0 |  | feet
2575 |  |  |  | ENG-COM_1019 | Hose, Hydraulic, 5/8" | 0 | 0 |  | feet
2576 |  |  |  | ENG-COM_1020 | Washer, Asbestos, 2mm x 22mm x 30mm | 0 | 62 |  | pc/s | WH - Rm3 | CENPRI | Rack - F1
2577 |  |  |  | ENG-COM_1021 | Washer, Copper, 1mm x 12mm x 20mm | 0 | 6 |  | pc/s | WH - Rm3 | CENPRI | Rack - I1
2578 |  |  |  | ENG-COM_1022 | Washer, Copper, 1mm x 15mm x 18mm | 0 | 0 |  | pc/s
2579 |  |  |  | ENG-COM_1023 | Washer, Copper, 1mm x 16mm x 24mm | 0 | 10 |  | pc/s | WH - Rm3 | CENPRI | Rack - F1
2580 |  |  |  | ENG-COM_1024 | Washer, Copper, 1mm x 18mm x 24mm | 0 | 58 |  | pc/s | WH - Rm3 | CENPRI | Rack - F1
2581 |  |  |  | ENG-COM_1025 | Washer, Copper, 1mm x 18mm x 26mm | 0 | 82 |  | pc/s | WH - Rm3 | CENPRI | Rack - F1
2582 |  |  |  | ENG-COM_1026 | Washer, Copper, 1mm x 22mm x 27mm | 0 | 43 |  | pc/s | WH - Rm3 | CENPRI | Rack - F1
2583 |  |  |  | ENG-COM_1027 | Washer, Copper, 1mm x 24mm x 30mm | 0 | 29 |  | pc/s | WH - Rm3 | CENPRI | Rack - F1
2584 |  |  |  | ENG-COM_1028 | Washer, Copper, 2mm x 27mm x 36mm | 0 | 39 |  | pc/s | WH - Rm3 | CENPRI | Rack - F1
2585 |  |  |  | ENG-COM_1029 | Washer, Copper, 2mm x 28mm x 35mm | 0 | 98 |  | pc/s | WH - Rm3 | CENPRI | Rack - F1
2586 |  |  |  | ENG-COM_1030 | Washer, Copper, 2mm x 28mm x 36mm | 0 | 0 |  | pc/s
2587 |  |  |  | ENG-COM_1031 | Washer, Copper, 2mm x 45mm x 65mm | 0 | 35 |  | pc/s | WH - Rm3 | CENPRI | Rack - F1
2588 |  |  |  | ENG-COM_1032 | Hose, Hydraulic with male, coupling, connector, 1/4" dia x 4Ft, 2wire, Pressure:5800psi, min burst pre:2300psi | 878 | 0 | 878 | set/s | WH - Rm1 | CENPRI
2589 |  |  |  | ENG-COM_1033 | Roller Guide, Fabricated, Pedestal Side | 30000 | 0 | 30000 | unit/s | WH - Rm3 | CENPRI
2590 |  |  |  | ENG-COM_1034 | Roller Guide, Fabricated, Rotor Side | 30000 | 1 | 30000 | unit/s | WH - Rm3 | CENPRI
2591 | Local |  |  | ENG-COM_1035 | Bushing, Plastic, OD: 26 mm, ID: 15 mm, L: 11 mm, For Barring Gear Motor | 180 | 0 | 180 | pc/s | WH - Rm3 | CENPRI | Rack - E1
2592 |  |  |  | ENG-COM_1036 | Washer, Copper, 1mm x 32mm x 40mm |  | 0 |  | pc/s | WH - Rm3 | CENPRI
2593 | Local |  |  | ENG-COM_1037 | Hose, Hydraulic, 3/8"x20ft, w/ reducer 3/8-1/4, 700bars/10,000psi, model: HC9220, Enerpac USA | 14850 | 0 | 14850 | lgth/s
2594 | Local |  |  | ENG-COM_1038 | Coupler, Quick Connect, 3/8, Ball Type, Male & Female, 700Bars, 10,000PSI, Brand: CEJN Sweden | 4600 | 0 | 4600 | pc/s
2595 | Local |  |  | ENG-COM_1039 | Hose, Flexible, Plastic Transparent, 1-1/4" | 98 | 0 | 98 | mtr/s
2596 | Local |  |  | ENG-COM_1040 | Blind Plugs, Relief Valve | 600 | 0 | 600 | pc/s
2597 |  |  |  | ENG-COM_1041 | Washer, Copper, 1mm x 36mm x 45mm | 0 | 6 |  | pc/s | WH - Rm3 | CENPRI | Rack - J1
2598 |  |  |  | ENG-COM_1042 | Washer, Copper, 2mm x 33mm x 42mm | 0 | 10 |  | pc/s | WH - Rm3 | CENPRI | Rack - J1
2599 | Local |  |  | ENG-COM_1043 | Bearing, Ball, 6207 | 248.75 | 0 | 245 | pc/s
2600 |  |  |  | ENG-COM_1044 | Split Pin, 00.210.08.112.3 | 0 | 20 |  | pc/s | WH - Rm3 | CENPRI | Rack - F1
2601 |  |  |  | ENG-COM_1045 | Washer, Tab, 00.140.10.01.10 | 0 | 12 |  | pc/s | WH - Rm3 | CENPRI | Rack - F1
2602 |  |  |  | ENG-COM_1046 | Washer, Tab, 00.140.10.02.10 | 0 | 17 |  | pc/s | WH - Rm3 | CENPRI | Rack - F1
2603 |  |  |  | ENG-COM_1047 | Screw, 00.001.10.020.8 | 0 | 9 |  | pc/s | WH - Rm3 | CENPRI | Rack - F1
2604 |  |  |  | ENG-COM_1048 | Seal, Mechanical, Single Spring, 45mm | 0 | 1 |  | pc/s | WH - Rm3 | CENPRI | Rack - F2
2605 |  |  |  | ENG-COM_1049 | Washer, Copper, 1mm x 14mm x 20mm | 0 | 71 |  | pc/s | WH - Rm3 | CENPRI | Rack - I1
2606 |  |  |  | ENG-COM_1050 | Washer, Copper, 1mm x 18mm x 25mm | 0 | 24 |  | pc/s | WH - Rm3 | CENPRI | Rack - I1
2607 |  |  |  | ENG-COM_1051 | Washer, Copper, 2mm x 27mm x 38mm | 0 | 40 |  | pc/s | WH - Rm3 | CENPRI | Rack - I1
2608 |  |  |  | ENG-COM_1052 | Washer, Copper, 2mm x 63mm x 78mm | 0 | 36 |  | pc/s | WH - Rm3 | CENPRI
2609 |  |  |  | ENG-COM_1053 | Washer, Copper, 3mm x 60mm x 76mm | 0 | 48 |  | pc/s | WH - Rm3 | CENPRI | Rack - I1
2610 | Local |  |  | ENG-COM_1054 | Bearing, Ball, 6206 | 220 | 0 | 220 | pc/s
2611 |  |  |  | ENG-PIE_1001 | Coupling, Splined, SS x 26.5mm x 4 mm, Spidex | 0 | 2 |  | pc/s | WH - Rm3 | CENPRI | Rack - F2
2612 |  |  |  | ENG-PIE_1002 | Taper Pin | 0 | 30 |  | pc/s | WH - Rm3 | CENPRI | Rack - J1
2613 |  |  |  | ENG-PIE_1003 | Gasket, Fuel Pump Drive, 01.032.0027.00 | 0 | 16 |  | pc/s | WH - Rm3 | CENPRI | Rack - B3
2614 |  |  |  | ENG-PIE_1004 | O-ring, Air Intake Manifold, 12mm x 385mm dia | 0 | 36 |  | pc/s | WH - Rm3 | CENPRI | Rack - B3
2615 |  |  |  | ENG-PIE_1005 | Double Key, Gaislinger Damper | 0 | 8 |  | pc/s | WH - Rm3 | CENPRI | Rack - B4
2616 |  |  |  | ENG-PIE_1006 | O-ring, Starting Valve, 5mm x 48mm Dia | 0 | 72 |  | pc/s | WH - Rm3 | CENPRI | Rack - B3
2617 |  |  |  | ENG-PIE_1007 | O-ring, Cylinder Liner, Viton, 8mm x 630mm Dia | 0 | 33 |  | pc/s | WH - Rm3 | CENPRI | Rack - B3
2618 |  |  |  | ENG-PIE_1008 | Cotter Pin, Starting Valve | 0 | 9 |  | pc/s | WH - Rm3 | CENPRI | Rack - F1
2619 |  |  |  | ENG-PIE_1009 | Packing, Valve Gear | 0 | 18 |  | pc/s | WH - Rm3 | CENPRI | Rack - J2
2620 |  |  |  | ENG-PIE_1010 | Dowel Pin, Fuel Pump Drive | 0 | 18 |  | pc/s | WH - Rm3 | CENPRI | Rack - F1
2621 |  |  |  | ENG-PIE_1011 | Monel Joint, Injector Pipe | 0 | 18 |  | pc/s | WH - Rm3 | CENPRI | Rack - F1
2622 |  |  |  | ENG-PIE_1012 | Washer, Copper, 1mm x 8mm x 4mm | 0 | 18 |  | pc/s | WH - Rm3 | CENPRI | Rack - F1
2623 |  |  |  | ENG-PIE_1013 | Coupling, Parker Fittings 5/8" | 0 | 14 |  | pc/s | WH - Rm3 | CENPRI | Rack - J2
2624 | Manila |  |  | ENG-PIE_1014 | Nozzle, Fuel Injector, 10 x 0.65 x 140 Deg, 02.416.8160.00 | 2006.2067 | 35 | 0 | pc/s | WH - Rm3 | CENPRI | Rack-4C(Sulzer)
2625 |  |  |  | ENG-PIE_1015 | Flexible Coupling Broche, Timing Gears | 0 | 4 |  | set/s | WH - Rm3 | CENPRI | Rack - B4
2626 |  |  |  | ENG-PIE_1016 | Hose and Fittings, Hydraulic, Crimped, 21.75" | 760 | 0 | 760 | pc/s | WH - Rm3 | CENPRI | Rack - L3
2627 |  |  |  | ENG-PIE_1017 | Hose and Fittings, Hydraulic, Crimped, 19.75" | 760 | 13 | 760 | pc/s | WH - Rm3 | CENPRI | Rack - L3
2628 |  |  |  | ENG-PIE_1018 | Hose and Fittings, Hydraulic, Crimped, 20.5" | 760 | 8 | 760 | pc/s | WH - Rm3 | CENPRI | Rack - L3
2629 |  |  |  | ENG-PIE_1019 | Hose and Fittings, Hydraulic, Crimped, 18.75" | 760 | 8 | 760 | pc/s | WH - Rm3 | CENPRI | Rack - L3
2630 |  |  |  | ENG-PIE_1020 | Hose, Hydraulic, 426-10 | 0 | 14 | 0 | mtr/s | WH - Rm3 | CENPRI | Rack - I3
2631 |  |  |  | ENG-PIE_1021 | Governor Unit Assembly, UG40 Dial Complete with Servo Motor and Shutdown Solenoid | 500000 | 0 | 500000 | unit/s | WH - Rm3 | CENPRI
2632 |  |  |  | ENG-PIE_1022 | Hose and Fittings, Hydraulic, Crimped, 20" | 760 | 13 | 760 | pc/s | WH - Rm3 | CENPRI | Rack - L3
2633 | Manila |  |  | ENG-PIE_1023 | O-ring, Fabricated, Nitrile,700mm(OD) x 684mm(ID) x 8.0mm(CS), for Lube Oil Cooler | 2400 | 0 | 2400 | pc/s | WH - Rm3 | CENPRI | Rack - I1
2634 | Local |  |  | ENG-PIE_1024 | Bolt, High Tensile, Full Thread, Complete, 3/8" x 2" | 8.5 | 0 | 8.5 | set/s | WH - Rm3 | CENPRI
2635 | Local |  |  | ENG-PIE_1026 | Joint, Fuel Valve Cooling Water Piping | 0 | 36 | 0 | pc/s | WH - Rm3 | CENPRI | Rack - B3
2636 | Manila |  |  | ENG-PIE_1028 | Hydraulic Hose, 3/8" NPT - ID x 23" Long, 18 MPA, 100 Deg Celsuis | 529 | 47 | 529 | pc/s | WH - Rm3 | CENPRI | Rack - I3
2637 | Manila |  |  | ENG-PIE_1029 | Hydraulic Hose, 3/8" NPT - ID x 24" Long, 18 MPA, 100 Deg Celsuis | 536 | 47 | 536 | pc/s | WH - Rm3 | CENPRI | Rack - C1
2638 |  |  |  | ENG-PIE_1030 | Hose and Fittings, Hydraulic, Crimped, 19.25" | 760 | 13 | 760 | pc/s | WH - Rm3 | CENPRI | Rack - I3
2639 | Manila |  |  | ENG-PIE_1031 | O-ring, Fabricated, Nitrile,700mm(OD) x 681mm(ID) x 9.5mm(CS), for Lube Oil Cooler | 3000 | 6 | 3000 | pc/s | WH - Rm3 | CENPRI | Rack - I1
2640 |  |  |  | ENG-SUL_1002 | Gas Inlet Copper Packing, Fabricated | 0 | 19 |  | pc/s | WH - Rm3 | CENPRI | Rack - J2
2641 |  |  |  | ENG-SUL_1003 | Transition Piece Copper Packing, Fabricated | 0 | 4 |  | pc/s | WH - Rm3 | CENPRI | Rack - J1
2642 | Local |  |  | ENG-SUL_1005 | Shaft, Lube Oil Priming Pump, Fabricated | 1600 | 0 | 0 | pc/s | WH - Rm3 | CENPRI
2643 | Manila |  |  | ENG-SUL_1006 | Fuel Discharge Pipe, DN20, K 87161 | 2991.82 | 11 | 2991.82 | pc/s | WH - Rm3 | CENPRI | Rack-4C(Sulzer)
2644 | Manila |  |  | ENG-SUL_1007 | Fuel Supply Pipe, DN20, K 87160 | 2755.62 | 12 | 2755.62 | pc/s | WH - Rm3 | CENPRI | Rack-4C(Sulzer)
2645 | Manila |  |  | ENG-SUL_1008 | O-ring , for Flange, Nit., K 11072 | 0 | 12 | 0 | pc/s | WH - Rm3 | CENPRI | Rack-3B(Sulzer)
2646 | Manila |  |  | ENG-SUL_1009 | O-ring , for Flange, Nit., K 11073 | 0 | 12 | 0 | pc/s | WH - Rm3 | CENPRI | Rack-3B(Sulzer)
2647 | Manila |  |  | ENG-SUL_1010 | O-ring , for Thrust Bolt, Nit., K 11039 | 0 | 12 | 0 | pc/s | WH - Rm3 | CENPRI | Rack-3B(Sulzer)
2648 | Manila |  |  | ENG-SUL_1011 | O-ring , for Thrust bolt, Nit., K 11040 | 0 | 12 | 0 | pc/s | WH - Rm3 | CENPRI | Rack-3B(Sulzer)
2649 | Manila |  |  | ENG-SUL_1012 | Fuel Pipe Complete with Delivery Valve, Enforced Execution, K 27250 | 0 | 12 | 0 | pc/s | WH - Rm3 | CENPRI | Rack-3C(Sulzer)
2650 | Manila |  |  | ENG-SUL_1013 | O-ring , for Valve Guide, Vit., PN 3446275413, K 27113 | 0 | 137 | 0 | pc/s | WH - Rm3 | CENPRI | Rack-2A(Sulzer)
2651 | Manila |  |  | ENG-SUL_1014 | Nozzle with Needle, 160 x 12 x 0.475 R, K 27240 | 0 | 12 | 0 | pc/s | WH - Rm3 | CENPRI | Rack-3A(Sulzer)
2652 | Manila |  |  | ENG-SUL_1015 | Cylinder Pin for Nozzle Holder, K 27202 | 0 | 14 | 0 | pc/s | WH - Rm3 | CENPRI | Rack-3B(Sulzer)
2653 | Manila |  |  | ENG-SUL_1016 | Fuel Branch for Fuel Pressure Line, K 27253 | 0 | 12 | 0 | pc/s | WH - Rm3 | CENPRI | Rack-3A(Sulzer)
2654 | Manila |  |  | ENG-SUL_1017 | Special Bolt for K 28005, K 28034 | 0 | 48 | 0 | pc/s | WH - Rm3 | CENPRI | Rack-4D(Sulzer)
2655 | Manila |  |  | ENG-SUL_1018 | Ball Screw for K 28005, K 28035 | 0 | 25 | 0 | pc/s | WH - Rm3 | CENPRI | Rack-4C(Sulzer)
2656 | Manila |  |  | ENG-SUL_1019 | Lock Nut for K 28034, K 28037 | 0 | 48 | 0 | pc/s | WH - Rm3 | CENPRI | Rack-4D(Sulzer)
2657 | Manila |  |  | ENG-SUL_1020 | Lock Nut for K 28035, K 28038 | 0 | 48 | 0 | pc/s | WH - Rm3 | CENPRI | Rack-3B(Sulzer) / Rack-10C(Sulzer)
2658 | Manila |  |  | ENG-SUL_1021 | Block Ball Cock for Fuel Pipe, DN 20, K 87165 | 0 | 24 | 0 | pc/s | WH - Rm3 | CENPRI | Rack-3D(Sulzer)
2659 | Manila |  |  | ENG-SUL_1022 | SERTO Screwed Union for Fuel Pipe, DN 18, K 87162 | 0 | 24 | 0 | pc/s | WH - Rm3 | CENPRI | Rack-3B(Sulzer)
2660 | Manila |  |  | ENG-SUL_1023 | SERTO Connecting Nut for Fuel Pipe, K 87163 | 0 | 22 | 0 | pc/s | WH - Rm3 | CENPRI | Rack-3B(Sulzer)
2661 | Manila |  |  | ENG-SUL_1024 | Hollow Screw for Fuel Pipe, K 87166 | 0 | 22 | 0 | pc/s | WH - Rm3 | CENPRI | Rack-3A(Sulzer) / Rack-6C(Sulzer)
2662 | Manila |  |  | ENG-SUL_1025 | O-ring , for Cylinder Cover, K 27051 | 517.88 | 22 | 517.88 | pc/s | WH - Rm3 | CENPRI | Rack-2A(Sulzer)
2663 | Manila |  |  | ENG-SUL_1026 | Valve Guide, K 27112 | 2948.15 | 48 | 2948.15 | pc/s | WH - Rm3 | CENPRI | Side Wall
2664 | Manila |  |  | ENG-SUL_1027 | O-ring , For Valve Seat K 27108, K 27122 | 72.33 | 36 | 72.33 | pc/s | WH - Rm3 | CENPRI | Rack-3B(Sulzer)
2665 | Manila |  |  | ENG-SUL_1028 | Relief Valve, Complete, PN 3446280455, K 27700 | 4536.505 | 13 | 0 | pc/s | WH - Rm3 | CENPRI | Rack-4C(Sulzer) / Rack-6A(Sulzer)
2666 | Manila |  |  | ENG-SUL_1029 | Valve Seat, For Relief Valve, K 27702 | 1079.155 | 10 | 2158.31 | pc/s | WH - Rm3 | CENPRI | Rack-3B(Sulzer)
2667 | Manila |  |  | ENG-SUL_1030 | Nipple for Indicator Valve K 27016, K 27019 | 584.42 | 12 | 584.42 | pc/s | WH - Rm3 | CENPRI | Rack-3B(Sulzer)
2668 | Manila |  |  | ENG-SUL_1031 | Indicator Valve, Complete, K 27750 | 7128.79 | 11 | 7128.79 | pc/s | WH - Rm3 | CENPRI | Rack-4C(Sulzer)
2669 | Manila |  |  | ENG-SUL_1032 | O-ring , for Nozzle Holder, K 27211 | 36.165 | 15 | 0 | pc/s | WH - Rm3 | CENPRI | Sulzer Oring Box 1
2670 | Manila |  |  | ENG-SUL_1033 | O-ring , for Nut K27209, PN 3446275882, K 27212 | 28.93 | 11 | 0 | pc/s | WH - Rm3 | CENPRI | Rack-2A(Sulzer)
2671 | Manila |  |  | ENG-SUL_1034 | Valve Body For Relief Valve, Sulzer, K 27703 | 567.8767 | 14 | 0 | pc/s | WH - Rm3 | CENPRI | Rack-2A(Sulzer) | Drawer 1
2672 | Local |  |  | ENG-SUL_1035 | Valve Cam for Camshaft, K 42160 | 0 | 6 | 0 | pc/s | WH - Rm3 | CENPRI | Rack-10D(Sulzer)
2673 | Local |  |  | ENG-SUL_1036 | Fuel Cam for Camshaft, K 42150 | 0 | 7 | 0 | pc/s | WH - Rm3 | CENPRI | Rack-10D(Sulzer)
2674 | Local |  |  | ENG-SUL_1037 | Stopper Plate for Operating Piston, K 34138 | 0 | 115 | 0 | pc/s | WH - Rm3 | CENPRI | Rack-10A(Sulzer)
2675 | Local |  |  | ENG-SUL_1038 | Ball-shaped Cup for the Rocker Arms, K 28041 | 0 | 56 | 0 | pc/s | WH - Rm3 | CENPRI | Rack-10A(Sulzer)
2676 | Local |  |  | ENG-SUL_1039 | Spherical Headed Pin for K 28005 & K 28015, K 28009 | 0 | 88 | 0 | pc/s | WH - Rm3 | CENPRI | Rack-10A(Sulzer)
2677 | Local |  |  | ENG-SUL_1040 | Pin for Auxilliary Rocker Arm K 28015, K 28020 | 0 | 72 | 0 | pc/s | WH - Rm3 | CENPRI | Rack-10A(Sulzer)
2678 | Local |  |  | ENG-SUL_1041 | Bolt, K 33400 | 0 | 34 | 0 | pc/s | WH - Rm3 | CENPRI | Rack-10A(Sulzer)
2679 | Local |  |  | ENG-SUL_1042 | Stud with Nut for Connecting Rod Head, K 33410 | 0 | 26 | 0 | pc/s | WH - Rm3 | CENPRI | Rack-10A(Sulzer)
2680 | Local |  |  | ENG-SUL_1043 | Guide Bolt for Guide Element, K 81162 | 0 | 12 | 0 | pc/s | WH - Rm3 | CENPRI | Rack-10A(Sulzer)
2681 | Local |  |  | ENG-SUL_1044 | Guide for Element (Attachment Shaft), K 81163 | 0 | 12 | 0 | pc/s | WH - Rm3 | CENPRI | Rack-10A(Sulzer)
2682 | Local |  |  | ENG-SUL_1045 | Gear, K 51134 | 0 | 7 | 0 | pc/s | WH - Rm3 | CENPRI | Rack-10B(Sulzer)
2683 | Local |  |  | ENG-SUL_1046 | Bevel Gear Wheel Shaft for Governor Drive, K 51135 | 0 | 7 | 0 | pc/s | WH - Rm3 | CENPRI | Rack-10B(Sulzer)
2684 | Local |  |  | ENG-SUL_1047 | Gear Wheel for Governor Drive ZVB 40, K 51130 | 0 | 3 | 0 | pc/s | WH - Rm3 | CENPRI | Rack-10B(Sulzer)
2685 | Local |  |  | ENG-SUL_1048 | Locking Plate, K 33422 | 0 | 19 | 0 | pc/s | WH - Rm3 | CENPRI | Rack-10B(Sulzer)
2686 | Local |  |  | ENG-SUL_1049 | Spiral Gear for Governor Drive, K 51132 | 0 | 1 | 0 | pc/s | WH - Rm3 | CENPRI | Rack-10B(Sulzer)
2687 | Local |  |  | ENG-SUL_1050 | Serrated Bolt, K 33420 | 0 | 42 | 0 | pc/s | WH - Rm3 | CENPRI | Rack-10B(Sulzer)
2688 | Local |  |  | ENG-SUL_1051 | Fuel Discharge Pipe, K 87161 | 0 | 3 | 0 | pc/s | WH - Rm3 | CENPRI | Rack-10B(Sulzer)
2689 | Local |  |  | ENG-SUL_1052 | Counter Ring for Cooling Water Pump, K 73026 | 0 | 10 | 0 | pc/s | WH - Rm3 | CENPRI | Rack-10B(Sulzer)
2690 | Local |  |  | ENG-SUL_1053 | Valve Turning Device for the Exhaust Valve, PN 3446270400, K 27527 | 0 | 47 | 0 | pc/s | WH - Rm3 | CENPRI | Rack-10B(Sulzer)
2691 | Local |  |  | ENG-SUL_1054 | Shaft for Cooling Water Pump, K 73023 | 0 | 1 | 0 | pc/s | WH - Rm3 | CENPRI | Rack-10C(Sulzer)
2692 | Local |  |  | ENG-SUL_1055 | Shaft, K 73225 | 0 | 1 | 0 | pc/s | WH - Rm3 | CENPRI | Rack-10C(Sulzer)
2693 | Local |  |  | ENG-SUL_1056 | Expansion Piece for Exhaust Piping -10 Corrugations, K 81138 | 0 | 3 | 0 | pc/s | WH - Rm3 | CENPRI | Rack-8D(Sulzer)
2694 | Local |  |  | ENG-SUL_1057 | Expansion Piece 9 Corrugations, K 81137 | 0 | 27 | 0 | pc/s | WH - Rm3 | CENPRI | Rack-8C(Sulzer)
2695 | Local |  |  | ENG-SUL_1058 | Expansion Piece 11 Corrugations, K 81139 | 0 | 6 | 0 | pc/s | WH - Rm3 |  | Rack-8A(Sulzer)
2696 | Local |  |  | ENG-SUL_1059 | Valve Sprindle for Exhaust Valve, PN 3446270562, K 27521 | 0 | 37 | 0 | pc/s | WH - Rm3 | CENPRI | Rack-7A(Sulzer)
2697 | Local |  |  | ENG-SUL_1060 | Casing for Actuating Valve Rod, K 44138 | 0 | 8 | 0 | pc/s | WH - Rm3 | CENPRI | Rack-7D(Sulzer) | Beside Rack 7(Sulzer)
2698 | Local |  |  | ENG-SUL_1061 | Ring, Two Parts for Exhaust Piping K81145, K 81145 / 67013 | 0 | 30 | 0 | pc/s | WH - Rm3 | CENPRI | Rack-7D(Sulzer) | Beside Rack 7(Sulzer)
2699 | Local |  |  | ENG-SUL_1062 | Flange for Air Branches K67002 & K67003, K 67004 | 0 | 9 | 0 | pc/s | WH - Rm3 | CENPRI | Rack-7D(Sulzer) | Beside Rack 7(Sulzer)
2700 | Local |  |  | ENG-SUL_1063 | Piston Skirt for Operating Piston, K 34103 | 0 | 4 | 0 | pc/s | WH - Rm3 | CENPRI | Side Wall
2701 | Local |  |  | ENG-SUL_1064 | Jacket Water Pump-Driven Pump Casing | 0 | 1 | 0 | pc/s | WH - Rm3 | CENPRI | Side Wall
2702 | Local |  |  | ENG-SUL_1065 | Engine Driven Injector Cooling Pump | 0 | 1 | 0 | pc/s | WH - Rm3 | CENPRI | Side Wall
2703 | Local |  |  | ENG-SUL_1066 | Upper Ball Socket, K 34104 | 0 | 13 | 0 | pc/s | WH - Rm3 | CENPRI | Side Wall
2704 | Local |  |  | ENG-SUL_1067 | Upper Part of Piston for Operating Piston (Piston Crown), K 34101 | 0 | 3 | 0 | pc/s | WH - Rm3 | CENPRI | Side Wall
2705 | Local |  |  | ENG-SUL_1068 | Housing for Fuel Injection Pump, K 55001 | 0 | 18 | 0 | pc/s | WH - Rm3 | CENPRI | Side Wall
2706 | Local |  |  | ENG-SUL_1069 | O-ring, for Cylinder Liner (Orange), K 21404A | 0 | 100 | 0 | pc/s | WH - Rm3 | CENPRI | Rack-1C(Sulzer)
2707 | Local |  |  | ENG-SUL_1070 | O-ring (Black), K 21404B | 0 | 283 | 0 | pc/s | WH - Rm3 | CENPRI | Rack-1C(Sulzer)
2708 | Local |  |  | ENG-SUL_1071 | Governor Drive, Complete, K 51120 | 0 | 1 | 0 | set/s | WH - Rm3 | CENPRI
2709 | Local |  |  | ENG-SUL_1072 | Inner Valve Spring for the Inlet and Exhaust Valve, PN 3446276183, K 27505 | 0 | 100 | 0 | pc/s | WH - Rm3 | CENPRI | Rack-10D(Sulzer)
2710 | Local |  |  | ENG-SUL_1073 | Outer Valve Spring for the Inlet and Exhaust Valve, PN 8446276173, K 27504 | 0 | 106 | 0 | pc/s | WH - Rm3 | CENPRI | Rack-10D(Sulzer)
2711 | Local |  |  | ENG-SUL_1074 | Valve Spindle for Inlet Valve, PN 3446270492, K 27511 | 0 | 15 | 0 | pc/s | WH - Rm3 | CENPRI | Rack-7D(Sulzer)
2712 |  |  |  | ENG-SUL_1075 | Spring Tensioner for Fuel Injection Valve, K 27206 | 0 | 41 | 0 | pc/s | WH - Rm3 | CENPRI | Rack-10B(Sulzer)
2713 | Local |  |  | ENG-SUL_1076 | Bush for Cooling Water Pump, K 73021 | 0 | 1 | 0 | pc/s | WH - Rm3 | CENPRI | Rack-10B(Sulzer)
2714 | Local |  |  | ENG-SUL_1077 | Shaft for Starting Device, K 43179 | 0 | 1 | 0 | pc/s | WH - Rm3 | CENPRI | Rack-10B(Sulzer)
2715 | Local |  |  | ENG-SUL_1078 | Connecting Piece for Valve Drive, K 44130 | 0 | 4 | 0 | pc/s | WH - Rm3 | CENPRI | Rack-10B(Sulzer)
2716 | Local |  |  | ENG-SUL_1079 | Orbit Motor, Complete, K 72104 | 0 | 4 | 0 | pc/s | WH - Rm3 | CENPRI | Rack-10D(Sulzer)
2717 | Local |  |  | ENG-SUL_1080 | Special Bolt for Main Rocker Arm K 28005, K 28035 | 0 | 23 | 0 | pc/s | WH - Rm3 | CENPRI | Rack-10C(Sulzer)
2718 | Local |  |  | ENG-SUL_1081 | Bolt for Pump Impeller K 71028, K 71033 | 0 | 1 | 0 | pc/s | WH - Rm3 | CENPRI | Rack-10D(Sulzer)
2719 | Local |  |  | ENG-SUL_1082 | Bearing Bush, K 73012 | 0 | 4 | 0 | pc/s | WH - Rm3 | CENPRI | Rack-10C(Sulzer)
2720 | Local |  |  | ENG-SUL_1083 | Locking Screw for Raw Water Pump Casing, K 73134 | 0 | 1 | 0 | pc/s | WH - Rm3 | CENPRI | Rack-10C(Sulzer)
2721 | Local |  |  | ENG-SUL_1084 | Roller for Fuel Injection Pump, K 55028 | 0 | 61 | 0 | pc/s | WH - Rm3 | CENPRI | Rack-10C(Sulzer)
2722 | Local |  |  | ENG-SUL_1085 | Stud for Bearing Casing, K 27038 | 0 | 2 | 0 | pc/s | WH - Rm3 | CENPRI | Rack-10C(Sulzer)
2723 | Local |  |  | ENG-SUL_1086 | Spring for Fuel Injection Pump, K 55018 | 0 | 2 | 0 | pc/s | WH - Rm3 | CENPRI | Rack-10C(Sulzer)
2724 | Local |  |  | ENG-SUL_1087 | SERTO Clamping Ring for Fuel Pipe, K 87164 | 0 | 70 | 0 | pc/s | WH - Rm3 | CENPRI | Rack-10C(Sulzer)
2725 | Local |  |  | ENG-SUL_1088 | Slide for Oil Pump, K 71037 | 0 | 1 | 0 | pc/s | WH - Rm3 | CENPRI | Rack-10C(Sulzer)
2726 | Local |  |  | ENG-SUL_1089 | Bush for Connecting Rod Shaft, K 34137 | 0 | 1 | 0 | pc/s | WH - Rm3 | CENPRI | Rack-10C(Sulzer)
2727 | Local |  |  | ENG-SUL_1090 | Elbow for Air Branch, K 67002 | 0 | 2 | 0 | pc/s | WH - Rm3 | CENPRI | Rack-7D(Sulzer)
2728 | Local |  |  | ENG-SUL_1091 | Lower Ball Socket, K 34110 | 0 | 12 | 0 | pair/s | WH - Rm3 | CENPRI | Rack-7D(Sulzer) | Beside Rack 7(Sulzer)
2729 | Local |  |  | ENG-SUL_1092 | Connecting Rod Shaft, K 33101 | 0 | 2 | 0 | pc/s | WH - Rm3 | CENPRI | Side Wall
2730 | Local |  |  | ENG-SUL_1093 | Housing for Valve Drive, K 44101 | 0 | 3 | 0 | pc/s | WH - Rm3 | CENPRI | Side Wall
2731 | Local |  |  | ENG-SUL_1094 | Tubular Seal 15mm x 1.44m | 0 | 24 | 0 | pc/s | WH - Rm3 | CENPRI | Rack-1A(Sulzer)
2732 | Local |  |  | ENG-SUL_1095 | Tubular Seal 15mm x 1.54m | 0 | 3 | 0 | pc/s | WH - Rm3 | CENPRI | Rack-1A(Sulzer)
2733 | Local |  |  | ENG-SUL_1096 | Tubular Seal 15mm x 1.82m | 0 | 1 | 0 | pc/s | WH - Rm3 | CENPRI | Rack-1A(Sulzer)
2734 | Local |  |  | ENG-SUL_1097 | Tubular Seal 15mm x 1.86m | 0 | 60 | 0 | pc/s | WH - Rm3 | CENPRI | Rack-1A(Sulzer)
2735 | Local |  |  | ENG-SUL_1098 | Tubular Seal 15mm x 1.92m | 0 | 12 | 0 | pc/s | WH - Rm3 | CENPRI | Rack-1A(Sulzer)
2736 | Local |  |  | ENG-SUL_1099 | Tubular Seal 15mm x 2m | 0 | 30 | 0 | pc/s | WH - Rm3 | CENPRI | Rack-1A(Sulzer)
2737 | Local |  |  | ENG-SUL_1100 | Tubular Seal 15mm x 2.14m | 0 | 143 | 0 | pc/s | WH - Rm3 | CENPRI | Rack-1A(Sulzer)
2738 | Local |  |  | ENG-SUL_1101 | Tubular Seal 15mm x 2.16m | 0 | 18 | 0 | pc/s | WH - Rm3 | CENPRI | Rack-1A(Sulzer)
2739 | Local |  |  | ENG-SUL_1102 | O-ring, K 21405 | 0 | 142 | 0 | pc/s | WH - Rm3 | CENPRI | Rack-1B(Sulzer)
2740 | Local |  |  | ENG-SUL_1103 | Upper Half of Housing for Bearing Housing, K 12022 | 0 | 45 | 0 | pc/s | WH - Rm3 | CENPRI | Rack-1B(Sulzer)
2741 | Local |  |  | ENG-SUL_1104 | Lower Half of Housing for Bearing Housing, K 12023 | 0 | 45 | 0 | pc/s | WH - Rm3 | CENPRI | Rack-1C(Sulzer)
2742 | Local |  |  | ENG-SUL_1105 | Seal for Studbolt for Cylinder Head | 0 | 93 | 0 | pc/s | WH - Rm3 | CENPRI | Rack-1C(Sulzer)
2743 | Local |  |  | ENG-SUL_1106 | Piston and Cylinder for Fuel Injection Pump, K 55050 | 0 | 50 | 0 | pc/s | WH - Rm3 | CENPRI | Pallet Rack
2744 | Local |  |  | ENG-SUL_1107 | O-ring, K 77136 | 0 | 18 | 0 | pc/s | WH - Rm3 | CENPRI | Rack-2A(Sulzer)
2745 | Local |  |  | ENG-SUL_1108 | Packing Ring, K 43532 | 0 | 30 | 0 | pc/s | WH - Rm3 | CENPRI | Rack-2A(Sulzer) | Drawer 1
2746 | Local |  |  | ENG-SUL_1109 | Seal, Oil, K 43568 | 0 | 6 | 0 | pc/s | WH - Rm3 | CENPRI | Rack-2A(Sulzer) | Drawer 1
2747 | Local |  |  | ENG-SUL_1110 | Seal, Oil, K 43567 | 0 | 6 | 0 | pc/s | WH - Rm3 | CENPRI | Rack-2A(Sulzer) | Drawer 1
2748 | Local |  |  | ENG-SUL_1111 | O-ring, For Starting-Air Stop Valve, K 43529 | 0 | 18 | 0 | pc/s | WH - Rm3 | CENPRI | Rack-2A(Sulzer) | Drawer 1
2749 | Local |  |  | ENG-SUL_1112 | Piston Ring, K 27409 B | 0 | 29 | 0 | pc/s | WH - Rm3 | CENPRI | Rack-2A(Sulzer) | Drawer 1
2750 | Local |  |  | ENG-SUL_1113 | Joint Ring for Screw Plug K 43544, K 43545 | 0 | 5 | 0 | pc/s | WH - Rm3 | CENPRI | Rack-2A(Sulzer) | Drawer 1
2751 | Local |  |  | ENG-SUL_1114 | Piston Ring, K 43570 | 0 | 6 | 0 | set/s | WH - Rm3 | CENPRI | Rack-2A(Sulzer) | Drawer 1
2752 | Local |  |  | ENG-SUL_1115 | Packing Ring for Locking Screw K 43573, K 43574 | 0 | 35 | 0 | pc/s | WH - Rm3 | CENPRI | Rack-2A(Sulzer) | Drawer 2
2753 | Local |  |  | ENG-SUL_1116 | O-ring, K 43160 | 0 | 12 | 0 | pc/s | WH - Rm3 | CENPRI | Rack-2A(Sulzer) | Drawer 2
2754 | Local |  |  | ENG-SUL_1117 | O-ring, 50mm x 40mm x 5mm | 0 | 14 | 0 | pc/s | WH - Rm3 | CENPRI | Rack-2A(Sulzer) | Drawer 2
2755 | Local |  |  | ENG-SUL_1118 | Joint Ring for Transition Piece, K 27762 | 0 | 34 | 0 | pc/s | WH - Rm3 | CENPRI | Rack-2A(Sulzer) | Drawer 2
2756 | Local |  |  | ENG-SUL_1119 | Piston Ring for K 27404, PN 3446285362, K 27410 B | 0 | 82 | 0 | pc/s | WH - Rm3 | CENPRI | Rack-2A(Sulzer) | Drawer 3
2757 | Local |  |  | ENG-SUL_1120 | Washer, Copper, K 66165 | 0 | 4 | 0 | pc/s | WH - Rm3 | CENPRI | Rack-2A(Sulzer) | Drawer 3
2758 | Local |  |  | ENG-SUL_1121 | Spring, K 77716 | 0 | 24 | 0 | pc/s | WH - Rm3 | CENPRI | Rack-2A(Sulzer) | Drawer 3
2759 | Local |  |  | ENG-SUL_1122 | Seal, Shaft for Rack K 55006, K 55041 | 0 | 47 | 0 | pc/s | WH - Rm3 | CENPRI | Rack-2A(Sulzer) | Drawer 3
2760 | Local |  |  | ENG-SUL_1123 | Packing, K 66154 | 0 | 36 | 0 | pc/s | WH - Rm3 | CENPRI | Rack-2B(Sulzer)
2761 | Local |  |  | ENG-SUL_1124 | Sealing for K 16102 and K 16150, K 16105 | 0 | 15 | 0 | pc/s | WH - Rm3 | CENPRI | Rack-2B(Sulzer)
2762 | Local |  |  | ENG-SUL_1125 | Joint for Blind Flange K 46215, K 46216 | 0 | 6 | 0 | pc/s | WH - Rm3 | CENPRI | Rack-2B(Sulzer)
2763 | Local |  |  | ENG-SUL_1126 | Joint for Crankcase Vent, K 16047 | 0 | 24 | 0 | pc/s | WH - Rm3 | CENPRI | Rack-2B(Sulzer)
2764 | Local |  |  | ENG-SUL_1127 | Sealing for Cover K 46140, K 46147 | 0 | 3 | 0 | pc/s | WH - Rm3 | CENPRI | Rack-2B(Sulzer)
2765 | Local |  |  | ENG-SUL_1128 | Sealing for K 44130, K 44131 | 0 | 12 | 0 | pc/s | WH - Rm3 | CENPRI | Rack-2B(Sulzer)
2766 | Local |  |  | ENG-SUL_1129 | Sealing for Housing K 27259, PN 3446286468, K 27262 | 0 | 12 | 0 | pc/s | WH - Rm3 | CENPRI | Rack-2B(Sulzer)
2767 | Local |  |  | ENG-SUL_1130 | Packing, K 66151 SEM | 0 | 18 | 0 | pc/s | WH - Rm3 | CENPRI | Rack-2B(Sulzer)
2768 | Local |  |  | ENG-SUL_1131 | Gear, K 71030 | 0 | 1 | 0 | pc/s | WH - Rm3 | CENPRI | Rack-7D(Sulzer) | Beside Rack 2-Sulzer
2769 | Local |  |  | ENG-SUL_1132 | Nut, Self Locking, K 42114 | 0 | 14 | 0 | pc/s | WH - Rm3 | CENPRI | Rack-4B(Sulzer)
2770 | Local |  |  | ENG-SUL_1133 | Bolt, Expansion, for Piston Skirt, K 34129 | 0 | 48 | 0 | pc/s | WH - Rm3 | CENPRI | Rack-4B(Sulzer)
2771 | Local |  |  | ENG-SUL_1134 | Bolt, Stud, For Engine | 0 | 3 | 0 | pc/s | WH - Rm3 | CENPRI | Rack-4B(Sulzer)
2772 | Local |  |  | ENG-SUL_1135 | Pawl for Operating Piston, K 34136 | 0 | 34 | 0 | pc/s | WH - Rm3 | CENPRI | Rack-4B(Sulzer)
2773 | Local |  |  | ENG-SUL_1136 | Control Spring for Operating Piston, K 34125 | 0 | 20 | 0 | pc/s | WH - Rm3 | CENPRI | Rack-4D(Sulzer)
2774 | Local |  |  | ENG-SUL_1137 | Sleeve, Operating Piston, K 34124 | 0 | 3 | 0 | pc/s | WH - Rm3 | CENPRI | Rack-4D(Sulzer)
2775 | Local |  |  | ENG-SUL_1138 | Control Ring, For operating Piston, K 34121 | 0 | 9 | 0 | pc/s | WH - Rm3 | CENPRI | Rack-4D(Sulzer)
2776 | Local |  |  | ENG-SUL_1139 | Thrust Ring, For Operating Piston, K 34132 | 0 | 6 | 0 | pc/s | WH - Rm3 | CENPRI | Rack-4D(Sulzer)
2777 | Local |  |  | ENG-SUL_1140 | Grooved Piston Ring, For Operating Piston, K 34410 | 0 | 94 | 0 | pc/s | WH - Rm3 | CENPRI | Rack-5A(Sulzer)
2778 | Local |  |  | ENG-SUL_1141 | Bush, Insert, For Fuel Injection Valve, K 27107 | 0 | 37 | 0 | pc/s | WH - Rm3 | CENPRI | Rack-5B(Sulzer)
2779 | Local |  |  | ENG-SUL_1142 | Upper Spring Plate, For Inlet and Exhaust Valve, K 27501 | 0 | 68 | 0 | pc/s | WH - Rm3 | CENPRI | Rack-5B(Sulzer)
2780 | Local |  |  | ENG-SUL_1143 | Upper Spring Plate, For Exhaust Valve, K 27528 | 0 | 36 | 0 | pc/s | WH - Rm3 | CENPRI | Rack-5B(Sulzer)
2781 | Local |  |  | ENG-SUL_1144 | Piston Ring For K 27404, K 27409 A | 0 | 149 | 0 | pc/s | WH - Rm3 | CENPRI | Rack-5B(Sulzer)
2782 | Local |  |  | ENG-SUL_1145 | Lower Spring, K 27502 | 0 | 24 | 0 | pc/s | WH - Rm3 | CENPRI | Rack-5B(Sulzer)
2783 | Local |  |  | ENG-SUL_1146 | Grooved Packing For Screw K 55021, K 55034 | 0 | 72 | 0 | pc/s | WH - Rm3 | CENPRI | Rack-5B(Sulzer)
2784 | Local |  |  | ENG-SUL_1147 | Nut For Fuel Injection Valve, K 27209 | 0 | 9 | 0 | pc/s | WH - Rm3 | CENPRI | Rack-5B(Sulzer)
2785 | Local |  |  | ENG-SUL_1148 | Piston Ring For K 27404, PN 3446285362, K 27410 A | 0 | 68 | 0 | pc/s | WH - Rm3 | CENPRI | Rack-5B(Sulzer)
2786 | Local |  |  | ENG-SUL_1149 | Bush, For Main Rocker Arm K 28005, K 28008 | 0 | 24 | 0 | pc/s | WH - Rm3 | CENPRI | Rack-5C(Sulzer)
2787 | Local |  |  | ENG-SUL_1150 | Spring, For Relief Valve, K 27705 A | 0 | 25 | 0 | pc/s | WH - Rm3 | CENPRI | Rack-5C(Sulzer)
2788 |  |  |  | ENG-SUL_1151 | Spring, For Relief Valve, K 27705 B | 0 | 6 | 0 | pc/s | WH - Rm3 | CENPRI | Rack-5C(Sulzer)
2789 | Local |  |  | ENG-SUL_1152 | Retaining Ring for K 27403, K 27416 | 0 | 41 | 0 | pc/s | WH - Rm3 | CENPRI | Rack-5C(Sulzer)
2790 | Local |  |  | ENG-SUL_1153 | Retaining Ring Type A For Pin K 55015, K 55040 | 0 | 116 | 0 | pc/s | WH - Rm3 | CENPRI | Rack-5C(Sulzer)
2791 | Local |  |  | ENG-SUL_1154 | Bush for Auxiliary Rocker Arm K 28014, K 28018 | 0 | 24 | 0 | pc/s | WH - Rm3 | CENPRI | Rack-5C(Sulzer)
2792 | Local |  |  | ENG-SUL_1155 | Valve Seat for Valve Spindle K 43511, K 43505 | 0 | 6 | 0 | pc/s | WH - Rm3 | CENPRI | Rack-5C(Sulzer)
2793 | Local |  |  | ENG-SUL_1156 | Nipple For Indicator Valve, K 27752 / K 27017 | 0 | 4 | 0 | pc/s | WH - Rm3 | CENPRI | Rack-5C(Sulzer)
2794 | Local |  |  | ENG-SUL_1157 | Distance Piece For Indicator Valve, K 27753 / K 27018 | 0 | 6 | 0 | pc/s | WH - Rm3 | CENPRI | Rack-5C(Sulzer)
2795 | Local |  |  | ENG-SUL_1158 | Nipple for Indicator Valve, K 27754 / K 27019 | 0 | 3 | 0 | pc/s | WH - Rm3 | CENPRI | Rack-5C(Sulzer)
2796 | Local |  |  | ENG-SUL_1159 | Valve Seat for Inlet & Exhaust, K 27108 | 0 | 106 | 0 | pc/s | WH - Rm3 | CENPRI | Rack-5D(Sulzer)
2797 | Local |  |  | ENG-SUL_1160 | Thrust bearing ring halves (New), K 12061 A | 0 | 28 | 0 | pc/s | WH - Rm3 | CENPRI | Rack-5D(Sulzer)
2798 | Local |  |  | ENG-SUL_1161 | Thrust Bearing Ring Halves, K 12061 B | 0 | 4 | 0 | pc/s | WH - Rm3 | CENPRI | Rack-5D(Sulzer)
2799 | Local |  |  | ENG-SUL_1162 | Piston Ring for Operating Piston Upper and Lower, PN 3446350245, K 34401 | 0 | 141 | 0 | pc/s | WH - Rm3 | CENPRI | Rack-5A(Sulzer)
2800 | Local |  |  | ENG-SUL_1163 | Sealing Ring, PN K21407, K 21407 | 0 | 33 | 0 | pc/s | WH - Rm3 | CENPRI | Rack-5D(Sulzer) | Side Rack 5-Sulzer
2801 | Local |  |  | ENG-SUL_1164 | Metal Tube for Fuel Pressure Line, PN 3446280386, K 27264 A | 0 | 5 | 0 | pc/s | WH - Rm3 | CENPRI | Rack-6A(Sulzer)
2802 | Local |  |  | ENG-SUL_1165 | Metal Tube for Fuel Pressure Line, PN 3446280386, K 27264 B | 0 | 4 | 0 | pc/s | WH - Rm3 | CENPRI | Rack-6A(Sulzer)
2803 | Local |  |  | ENG-SUL_1166 | Washer, For Flange K 27026, K 27028 | 0 | 43 | 0 | pc/s | WH - Rm3 | CENPRI | Rack-6B(Sulzer)
2804 | Local |  |  | ENG-SUL_1167 | Spring Plate For Fuel Injection Valve, K 27205 A | 0 | 33 | 0 | pc/s | WH - Rm3 | CENPRI | Rack-6B(Sulzer)
2805 | Local |  |  | ENG-SUL_1168 | Plunger For Fuel Injection Valve, K 27208 | 0 | 50 | 0 | pc/s | WH - Rm3 | CENPRI | Rack-6B(Sulzer)
2806 | Local |  |  | ENG-SUL_1169 | Conical Cup For Clamping Piece, PN 3424236261, K 21006 | 0 | 34 | 0 | pc/s | WH - Rm3 | CENPRI | Rack-6B(Sulzer)
2807 | Local |  |  | ENG-SUL_1170 | Guide Sleeve For Nozzle Holder, K 27203 | 0 | 111 | 0 | pc/s | WH - Rm3 | CENPRI | Rack-6B(Sulzer)
2808 | Local |  |  | ENG-SUL_1171 | Shim, For Relief Valve, K 27706 | 0 | 23 | 0 | pc/s | WH - Rm3 | CENPRI | Rack-6B(Sulzer)
2809 | Local |  |  | ENG-SUL_1172 | Spring Plate, For Fuel Injection Valve, K 27205 B | 0 | 48 | 0 | pc/s | WH - Rm3 | CENPRI | Rack-6B(Sulzer)
2810 | Local |  |  | ENG-SUL_1173 | Nut For Stud K 11122 (ZV) and 21112 (ZL), K 27039 | 0 | 25 | 0 | pc/s | WH - Rm3 | CENPRI | Rack-6B(Sulzer)
2811 | Local |  |  | ENG-SUL_1174 | Sealing Ring, For Starting Valve, K 27419 | 0 | 2 | 0 | pc/s | WH - Rm3 | CENPRI | Rack-6B(Sulzer)
2812 | Local |  |  | ENG-SUL_1175 | Snap Ring, For Spring Plate K 44113, K 44127 | 0 | 2 | 0 | pc/s | WH - Rm3 | CENPRI | Rack-6B(Sulzer)
2813 | Local |  |  | ENG-SUL_1176 | Spring, For Starting Valve, K 27414 | 0 | 5 | 0 | pc/s | WH - Rm3 | CENPRI | Rack-6B(Sulzer)
2814 | Local |  |  | ENG-SUL_1177 | Spring Cage For K 28041, K 28042 | 0 | 66 | 0 | pc/s | WH - Rm3 | CENPRI | Rack-6B(Sulzer)
2815 | Local |  |  | ENG-SUL_1178 | Nut, K 27258 | 0 | 4 | 0 | pc/s | WH - Rm3 | CENPRI | Rack-6B(Sulzer)
2816 | Local |  |  | ENG-SUL_1179 | Handle For Cover K 27007, PN 3446276122, K 27008 | 0 | 12 | 0 | pc/s | WH - Rm3 | CENPRI | Rack-6B(Sulzer)
2817 | Local |  |  | ENG-SUL_1180 | Bolt, Allen, For Fuel Pressure Pipe | 0 | 106 | 0 | pc/s | WH - Rm3 | CENPRI | Rack-6B(Sulzer)
2818 | Local |  |  | ENG-SUL_1181 | Fuel Pressure, K 27251 | 0 | 25 | 0 | pc/s | WH - Rm3 | CENPRI | Rack-6C(Sulzer)
2819 | Local |  |  | ENG-SUL_1182 | Spindle, For Starting Valve, K 27401 | 0 | 15 | 0 | pc/s | WH - Rm3 | CENPRI | Rack-6C(Sulzer)
2820 | Local |  |  | ENG-SUL_1183 | Conical Clamping Ring, Two Part, For the Inlet Valve, PN 3424277622, K 27503 A | 0 | 32 | 0 | pc/s | WH - Rm3 | CENPRI | Rack-6C(Sulzer)
2821 | Local |  |  | ENG-SUL_1184 | Conical Clamping Ring, Two Part, for the Inlet Valve, PN 3424277622, K 27503 B | 0 | 157 | 0 | pc/s | WH - Rm3 | CENPRI | Rack-6C(Sulzer)
2822 | Local |  |  | ENG-SUL_1185 | Ring For K 27008, PN 3446276163, K 27010 | 0 | 31 | 0 | pc/s | WH - Rm3 | CENPRI | Rack-6C(Sulzer)
2823 | Local |  |  | ENG-SUL_1186 | Housing, For Fuel Pressure Line, K 27259 | 0 | 34 | 0 | pc/s | WH - Rm3 | CENPRI | Rack-6C(Sulzer)
2824 | Local |  |  | ENG-SUL_1187 | Housing, For Fuel Pressure Line, K 27263 | 0 | 32 | 0 | pc/s | WH - Rm3 | CENPRI | Rack-6C(Sulzer)
2825 | Local |  |  | ENG-SUL_1188 | Spring, For Fuel Pressure Valve, PN 3446286100, K 27257 | 0 | 72 | 0 | pc/s | WH - Rm3 | CENPRI | Rack-6C(Sulzer)
2826 | Local |  |  | ENG-SUL_1189 | Conical Clamping Ring, Two Part, For the Exhaust Valve, PN 3446276190, K 27529 | 0 | 185 | 0 | pc/s | WH - Rm3 | CENPRI | Rack-6C(Sulzer)
2827 | Local |  |  | ENG-SUL_1190 | Flange, For Fuel Injection Valve, K 27026 | 0 | 35 | 0 | pc/s | WH - Rm3 | CENPRI | Rack-6D(Sulzer)
2828 | Local |  |  | ENG-SUL_1191 | Starting Valve, Complete, K 27400 | 0 | 8 | 0 | pc/s | WH - Rm3 | CENPRI | Rack-6D(Sulzer)
2829 | Local |  |  | ENG-SUL_1192 | Stud, For Cylinder Cover, K 11122 | 0 | 21 | 0 | pc/s | WH - Rm3 | CENPRI | Rack-6D(Sulzer)
2830 | Local |  |  | ENG-SUL_1193 | Joint, For Crankcase Vent, K 16046 | 0 | 24 | 0 | pc/s | WH - Rm3 | CENPRI | Rack-2B(Sulzer)
2831 | Local |  |  | ENG-SUL_1194 | Sealing, For Handle K 27008, K 27054 | 0 | 7 | 0 | pc/s | WH - Rm3 | CENPRI | Rack-2B(Sulzer)
2832 | Local |  |  | ENG-SUL_1195 | Sealing, For Flange K 55019, K 55020 | 0 | 7 | 0 | pc/s | WH - Rm3 | CENPRI | Rack-2B(Sulzer)
2833 | Local |  |  | ENG-SUL_1196 | Shut-off Piston, For Shaft K 46111, K 46113 | 0 | 1 | 0 | pc/s | WH - Rm3 | CENPRI | Rack-9B(Sulzer)
2834 | Local |  |  | ENG-SUL_1197 | Bush, For Governing Linkage, K 45031 | 0 | 26 | 0 | pc/s | WH - Rm3 | CENPRI | Rack-9B(Sulzer)
2835 | Local |  |  | ENG-SUL_1198 | DU-Bush, For Housing K 46101, K 46103 | 0 | 37 | 0 | pc/s | WH - Rm3 | CENPRI | Rack-9B(Sulzer)
2836 | Local |  |  | ENG-SUL_1199 | Bush, For Roller K 44104, K 44107 | 0 | 5 | 0 | pc/s | WH - Rm3 | CENPRI | Rack-9B(Sulzer)
2837 | Local |  |  | ENG-SUL_1200 | Piston, For Cylinder K 46159, K 46163 | 0 | 6 | 0 | pc/s | WH - Rm3 | CENPRI | Rack-9B(Sulzer)
2838 | Local |  |  | ENG-SUL_1201 | Self Locking Nut, For Lever K45025, K 45042 A | 0 | 25 | 0 | pc/s | WH - Rm3 | CENPRI | Rack-9B(Sulzer)
2839 | Local |  |  | ENG-SUL_1202 | Self Lock Nut, K 45042 B | 0 | 54 | 0 | pc/s | WH - Rm3 | CENPRI | Rack-9B(Sulzer)
2840 | Local |  |  | ENG-SUL_1203 | Pin, For Lever K 45025, K 45073 | 0 | 22 | 0 | pc/s | WH - Rm3 | CENPRI | Rack-9B(Sulzer)
2841 |  |  |  | ENG-SUL_1204 | Bush, K 46177 | 0 | 4 | 0 | pc/s | WH - Rm3 | CENPRI | Rack-9B(Sulzer)
2842 | Local |  |  | ENG-SUL_1205 | Camshaft Bearing Shell Halves, K 42601 | 0 | 23 | 0 | pair/s | WH - Rm3 | CENPRI | Rack-5C(Sulzer)
2843 | Local |  |  | ENG-SUL_1206 | Flexible Rodding Complete, K 45001 | 0 | 1 | 0 | pc/s | WH - Rm3 | CENPRI | Rack-9B(Sulzer)
2844 | Local |  |  | ENG-SUL_1207 | Adjusting Ring, For Shaft, K 46176 | 0 | 10 | 0 | pc/s | WH - Rm3 | CENPRI | Rack-9B(Sulzer)
2845 | Local |  |  | ENG-SUL_1208 | Articulation Piece, K 45013 | 0 | 2 | 0 | pc/s | WH - Rm3 | CENPRI | Rack-9B(Sulzer)
2846 | Local |  |  | ENG-SUL_1209 | Pin, For Housing K 44101, K 44110 | 0 | 74 | 0 | pc/s | WH - Rm3 | CENPRI | Rack-9B(Sulzer)
2847 | Local |  |  | ENG-SUL_1210 | Spindle , K 46114 | 0 | 1 | 0 | pc/s | WH - Rm3 | CENPRI | Rack-9B(Sulzer)
2848 | Local |  |  | ENG-SUL_1211 | Serto Angle Adjustment Piece, For Control Element Cabinet, K 46372 | 0 | 3 | 0 | pc/s | WH - Rm3 | CENPRI | Rack-9B(Sulzer)
2849 | Local |  |  | ENG-SUL_1212 | Serto Screwed Bulkhead Connection, K 46376 | 0 | 6 | 0 | pc/s | WH - Rm3 | CENPRI | Rack-9B(Sulzer)
2850 | Local |  |  | ENG-SUL_1213 | Spring, For Flexible Rodding, K 45005 | 0 | 1 | 0 | pc/s | WH - Rm3 | CENPRI | Rack-9B(Sulzer)
2851 | Local |  |  | ENG-SUL_1214 | Pressure Spring For Valve Drive, PN 3446426042, K 44111 | 0 | 6 | 0 | pc/s | WH - Rm3 | CENPRI | Rack-9B(Sulzer)
2852 | Local |  |  | ENG-SUL_1215 | Spherical Pin For Valve Drive, K 44112 | 0 | 12 | 0 | pc/s | WH - Rm3 | CENPRI | Rack-9B(Sulzer)
2853 | Local |  |  | ENG-SUL_1216 | Bush, For Housing K 43161, K 43163 | 0 | 7 | 0 | pc/s | WH - Rm3 | CENPRI | Rack-9B(Sulzer)
2854 | Local |  |  | ENG-SUL_1217 | Forked Lever, K 45025 | 0 | 2 | 0 | pc/s | WH - Rm3 | CENPRI | Rack-9B(Sulzer)
2855 | Local |  |  | ENG-SUL_1218 | Valve Spindle, For Starting-Air Stop Valve, K 43511 | 0 | 7 | 0 | pc/s | WH - Rm3 | CENPRI | Rack-9B(Sulzer)
2856 | Local |  |  | ENG-SUL_1219 | Rotary Slide Valve, For Starting Device, K 43173 | 0 | 6 | 0 | pc/s | WH - Rm3 | CENPRI | Rack-9B(Sulzer)
2857 | Local |  |  | ENG-SUL_1220 | Spring, For Non Return Valve K 43515, K 43519 | 0 | 16 | 0 | pc/s | WH - Rm3 | CENPRI | Rack-9B(Sulzer)
2858 | Local |  |  | ENG-SUL_1221 | 3/2 Way Valve Complete, K 47065 | 0 | 1 | 0 | pc/s | WH - Rm3 | CENPRI | Rack-9B(Sulzer)
2859 | Local |  |  | ENG-SUL_1222 | Pawl, For Overspeed Trip, K 46150 | 0 | 1 | 0 | pc/s | WH - Rm3 | CENPRI | Rack-9B(Sulzer)
2860 | Local |  |  | ENG-SUL_1223 | Visual Flow Control, Eight-Positioned, Complete, K 84463 | 0 | 3 | 0 | pc/s | WH - Rm3 | CENPRI | Rack-9C(Sulzer)
2861 | Local |  |  | ENG-SUL_1224 | Clamping Piece, For Support K 81260, K 81184 | 0 | 4 | 0 | pc/s | WH - Rm3 | CENPRI | Rack-9C(Sulzer)
2862 | Local |  |  | ENG-SUL_1225 | Pin, For Roller K 44104, K 44106 | 0 | 28 | 0 | pc/s | WH - Rm3 | CENPRI | Rack-9C(Sulzer)
2863 | Local |  |  | ENG-SUL_1226 | Guide, For Piston For Fuel Injection Pump, K 55013 | 0 | 5 | 0 | pc/s | WH - Rm3 | CENPRI | Rack-9C(Sulzer)
2864 | Local |  |  | ENG-SUL_1227 | Upper Spring Plate, For Fuel Injection Pump, K 55010 | 0 | 7 | 0 | pc/s | WH - Rm3 | CENPRI | Rack-9C(Sulzer)
2865 | Local |  |  | ENG-SUL_1228 | Rack, For Fuel Injection Pump, K 55006 | 0 | 3 | 0 | pc/s | WH - Rm3 | CENPRI | Rack-9C(Sulzer)
2866 | Local |  |  | ENG-SUL_1229 | Regulating Sleeve, For Fuel Injection Pump, K 55005 | 0 | 35 | 0 | pc/s | WH - Rm3 | CENPRI | Rack-9C(Sulzer)
2867 | Local |  |  | ENG-SUL_1230 | Thrust Plate, For Roller K 55028, K 55030 | 0 | 14 | 0 | pc/s | WH - Rm3 | CENPRI | Rack-9C(Sulzer)
2868 | Local |  |  | ENG-SUL_1231 | Clamping Ring, For Rack K 55006, K 55007 | 0 | 10 | 0 | pc/s | WH - Rm3 | CENPRI | Rack-9C(Sulzer)
2869 | Local |  |  | ENG-SUL_1232 | Thrust Washer, For Roller K 44104, K 44108 | 0 | 6 | 0 | pc/s | WH - Rm3 | CENPRI | Rack-9C(Sulzer)
2870 | Local |  |  | ENG-SUL_1233 | Snap Ring, K 55024 | 0 | 12 | 0 | pc/s | WH - Rm3 | CENPRI | Rack-9C(Sulzer)
2871 | Local |  |  | ENG-SUL_1234 | Pin For Fuel Injection Pump, K 55012 | 0 | 41 | 0 | pc/s | WH - Rm3 | CENPRI | Rack-9C(Sulzer)
2872 | Local |  |  | ENG-SUL_1235 | Bush, For Roller K 55028, K 55016 | 0 | 20 | 0 | pc/s | WH - Rm3 | CENPRI | Rack-9C(Sulzer)
2873 |  |  |  | ENG-SUL_1236 | Pin, For Roller K 55028, K 55015 |  | 0 |  | pc/s | WH - Rm3 | CENPRI | Rack-9C(Sulzer)
2874 | Local |  |  | ENG-SUL_1237 | Flange, For Fuel Injection Pump, K 55019 | 0 | 5 | 0 | pc/s | WH - Rm3 | CENPRI | Rack-9C(Sulzer)
2875 | Local |  |  | ENG-SUL_1238 | Retaining Screw For Fuel Injection Pump, K 55022 | 0 | 18 | 0 | pc/s | WH - Rm3 | CENPRI | Rack-9C(Sulzer)
2876 | Local |  |  | ENG-SUL_1239 | Baffle Screw, For Fuel Injection Pump, K 55021 | 0 | 60 | 0 | pc/s | WH - Rm3 | CENPRI | Rack-9C(Sulzer)
2877 | Local |  |  | ENG-SUL_1240 | Shaft, K 46111 | 0 | 1 | 0 | pc/s | WH - Rm3 | CENPRI | Rack-9C(Sulzer)
2878 | Local |  |  | ENG-SUL_1241 | Pin, For Pawl K 46150, K 46151 | 0 | 19 | 0 | pc/s | WH - Rm3 | CENPRI | Rack-9C(Sulzer)
2879 | Local |  |  | ENG-SUL_1242 | O-ring for Cylinder Liner, PN 3446275092, K 21406 | 0 | 169 | 0 | pc/s | WH - Rm3 | CENPRI | Rack-9D(Sulzer)
2880 | Local |  |  | ENG-SUL_1243 | Dowel Pin, For Connecting Rod, K 33205 | 0 | 42 | 0 | pc/s | WH - Rm3 | CENPRI | Rack-9D(Sulzer)
2881 | Local |  |  | ENG-SUL_1244 | Bolt, Ecpansion, K 34127 | 0 | 23 | 0 | pc/s | WH - Rm3 | CENPRI | Rack-9D(Sulzer)
2882 | Local |  |  | ENG-SUL_1245 | Gear Wheel, For Cooling Water Pump, K 73024 | 0 | 1 | 0 | pc/s | WH - Rm3 | CENPRI | Rack-9D(Sulzer)
2883 | Local |  |  | ENG-SUL_1246 | Hose, Flexible, Hydraulic, For Cylinder Head, 3/4", SAE100R2AT | 0 | 25 | 0 | pc/s | WH - Rm3 | CENPRI | Rack-9D(Sulzer)
2884 | Local |  |  | ENG-SUL_1247 | Guide Piston, For Valve Drive, K 44102 | 0 | 3 | 0 | pc/s | WH - Rm3 | CENPRI | Rack-10B(Sulzer)
2885 | Local |  |  | ENG-SUL_1248 | Coupling Piece, For Cylinder Lubricating Pump K 72101, K 72103 | 0 | 4 | 0 | pc/s | WH - Rm3 | CENPRI | Rack-10C(Sulzer)
2886 | Local |  |  | ENG-SUL_1249 | Lower Spring Plate, For Fuel Injection Pump, K 55011 | 0 | 5 | 0 | pc/s | WH - Rm3 | CENPRI | Rack-10C(Sulzer)
2887 | Local |  |  | ENG-SUL_1250 | Housing, For Valve Drive With Roller, K 44101/44104 | 0 | 2 | 0 | pc/s | WH - Rm3 | CENPRI | Side Wall
2888 | Local |  |  | ENG-SUL_1251 | Ring, For Operating Piston, K 34123 | 0 | 1 | 0 | pc/s | WH - Rm3 | CENPRI | Side Wall
2889 | Local |  |  | ENG-SUL_1252 | O-ring, K 28044 | 0 | 159 | 0 | pc/s | WH - Rm3 | CENPRI | Sulzer Oring Box 1
2890 | Local |  |  | ENG-SUL_1253 | O-ring for Connecting Piece K 44130, PN 3446275004, K 44140 | 0 | 239 | 0 | pc/s | WH - Rm3 | CENPRI | Sulzer Oring Box 1
2891 | Local |  |  | ENG-SUL_1254 | O-ring, For Cooling Insert K 34133, PN 3466275142, K 34144 | 0 | 82 | 0 | pc/s | WH - Rm3 | CENPRI | Sulzer Oring Box 1
2892 | Local |  |  | ENG-SUL_1255 | O-ring, K 73036 | 0 | 21 | 0 | pc/s | WH - Rm3 | CENPRI | Sulzer Oring Box 1
2893 | Local |  |  | ENG-SUL_1256 | O-ring, For Ring K 11116, PN 3446270842, K 11126 | 0 | 78 | 0 | pc/s | WH - Rm3 | CENPRI | Sulzer Oring Box 1
2894 | Local |  |  | ENG-SUL_1257 | O-ring, For Nut K 27039, K 27056 | 0 | 83 | 0 | pc/s | WH - Rm3 | CENPRI | Sulzer Oring Box 1
2895 | Local |  |  | ENG-SUL_1258 | O-ring, K 55036 | 0 | 239 | 0 | pc/s | WH - Rm3 | CENPRI | Sulzer Oring Box 1
2896 | Local |  |  | ENG-SUL_1259 | O-ring for Housing K 27259 and K 27263, K 27275 | 0 | 320 | 0 | pc/s | WH - Rm3 | CENPRI | Sulzer Oring Box 2
2897 | Local |  |  | ENG-SUL_1260 | O-ring, K 55037 | 0 | 393 | 0 | pc/s | WH - Rm3 | CENPRI | Sulzer Oring Box 2
2898 | Local |  |  | ENG-SUL_1261 | O-ring, For Flange - K 28030, K 28045 | 0 | 164 | 0 | pc/s | WH - Rm3 | CENPRI | Sulzer Oring Box 2
2899 | Local |  |  | ENG-SUL_1262 | O-ring, For Ring K-27010, PN 3446275104, K 27055 | 0 | 125 | 0 | pc/s | WH - Rm3 | CENPRI | Sulzer Oring Box 2
2900 | Local |  |  | ENG-SUL_1263 | O-ring, K 55035 | 0 | 213 | 0 | pc/s | WH - Rm3 | CENPRI | Sulzer Oring Box 2
2901 | Local |  |  | ENG-SUL_1264 | O-ring, For K 27402 and K 27403, PN 3436275004, K 27411 | 0 | 60 | 0 | pc/s | WH - Rm3 | CENPRI | Sulzer Oring Box 2
2902 | Local |  |  | ENG-SUL_1265 | O-ring, For Metal Tube K 27264, PN 3446275022, K 27276 | 0 | 537 | 0 | pc/s | WH - Rm3 | CENPRI | Sulzer Oring Box 2
2903 | Local |  |  | ENG-SUL_1266 | O-ring, For K 42201, K 42215 | 0 | 11 | 0 | pc/s | WH - Rm3 | CENPRI | Sulzer Oring Box 2
2904 | Local |  |  | ENG-SUL_1267 | Oring, K 21445 | 0 | 18 | 0 | pc/s | WH - Rm3 | CENPRI | Sulzer Oring Box 2
2905 | Local |  |  | ENG-SUL_1268 | Rubber Joint For Oil Sump, K 11826 | 0 | 287.7 | 0 | mtr/s | WH - Rm3 | CENPRI | Sulzer Oring Box 3
2906 | Local |  |  | ENG-SUL_1269 | Rocker Arm (Main Rocker Arm & Auxiliary Rocker Arm, Complete, K 28000 | 0 | 2 | 0 | pc/s | WH - Extn B | CENPRI
2907 | Local |  |  | ENG-SUL_1270 | Cylinder Head (CH 2027, 2015, 2030, 2006, 2041, 2004), K 27000, K 27100 | 0 | 5 | 0 | pc/s | WH - Extn B | CENPRI
2908 | Local |  |  | ENG-SUL_1271 | Cylinder Head Body | 0 | 1 | 0 | unit/s | WH - Extn B | CENPRI
2909 | Local |  |  | ENG-SUL_1272 | Cylinder Head Cover | 0 | 2 | 0 | unit/s | WH - Extn B | CENPRI
2910 | Local |  |  | ENG-SUL_1273 | Cylinder Liner, K 21401 | 0 | 22 | 0 | unit/s | WH - Extn B | CENPRI
2911 | Local |  |  | ENG-SUL_1274 | Fuel Injection Pump Complete, K 55000 | 0 | 0 | 0 | unit/s | WH - Extn B | CENPRI
2912 | Local |  |  | ENG-SUL_1275 | Rotor Assembly | 0 | 5 | 0 | assy/s | WH - Extn B | CENPRI
2913 |  |  |  | ENG-SUL_1276 | Fuel Injector |  | 0 |  | pc/s | WH - Extn B | CENPRI
2914 | Local |  |  | ENG-SUL_1277 | Gas Inlet Casing | 0 | 2 | 0 | pair/s | WH - Extn B | CENPRI
2915 | Local |  |  | ENG-SUL_1278 | Jacket Water Pump | 0 | 1 | 0 | unit/s | WH - Extn B | CENPRI
2916 | Local |  |  | ENG-SUL_1279 | Lube Oil Pump | 0 | 1 | 0 | unit/s | WH - Extn B | CENPRI
2917 | Local |  |  | ENG-SUL_1280 | Jacket Water Body | 0 | 3 | 0 | unit/s | WH - Extn B | CENPRI
2918 | Local |  |  | ENG-SUL_1281 | Timing Gear | 0 | 1 | 0 | pc/s | WH - Extn B | CENPRI
2919 | Local |  |  | ENG-SUL_1282 | Starting Valve Body - Upper | 0 | 2 | 0 | pc/s | WH - Extn B | CENPRI
2920 | Local |  |  | ENG-SUL_1283 | Starting Valve Body - Lower | 0 | 1 | 0 | pc/s | WH - Extn B | CENPRI
2921 | Local |  |  | ENG-SUL_1284 | Starting Valve Flange, K 27035 | 0 | 1 | 0 | pc/s | WH - Extn B | CENPRI
2922 | Local |  |  | ENG-SUL_1285 | Piston, K 34000 | 0 | 3 | 0 | pc/s | WH - Bldg. | CENPRI
2923 | Local |  |  | ENG-SUL_1286 | Connecting Rod Bearing Housing | 0 | 2 | 0 | pc/s | CV 16 | CV Access Area Bay 1
2924 | Local |  |  | ENG-SUL_1287 | Connecting Rod w/ Upper Ball Socket | 0 | 1 | 0 | pc/s | CV 10 | CV Access Area Bay 1
2925 | Local |  |  | ENG-SUL_1288 | Valve Cover w/ Rocker Arm | 0 | 1 | 0 | pc/s | CV 16 | CV Access Area Bay 2
2926 | Local |  |  | ENG-SUL_1289 | Cooler Plate (Jacket Water Cooler) | 0 | 45 | 0 | pc/s | WH - Rm3 | CENPRI
2927 | Local |  |  | ENG-SUL_1290 | Diffuser, 25-2P | 0 | 6 | 0 | pc/s | WH - Rm3 | CENPRI
2928 | Local |  |  | ENG-SUL_1291 | Inducer, 26-2N | 0 | 4 | 0 | pc/s | WH - Rm3 | CENPRI
2929 | Local |  |  | ENG-SUL_1292 | Inducer Wheel, 26-2P | 0 | 3 | 0 | pc/s | WH - Rm3 | CENPRI
2930 | Local |  |  | ENG-SUL_1293 | Sleeve for Gas Inlet Casing | 0 | 0 | 0 | set/s | WH - Rm3 | CENPRI
2931 | Local |  |  | ENG-SUL_1294 | Shaft Protecting Sleeve | 0 | 2 | 0 | pc/s | WH - Rm3 | CENPRI
2932 | Local |  |  | ENG-SUL_1295 | Wall Insert / Blower Casing Insert, VTR - 401 PN 77 | 0 | 2 | 0 | pc/s | WH - Rm3 | CENPRI
2933 | Local |  |  | ENG-SUL_1296 | Cover Ring (Shroud Ring) w/ Noozle, VTR 30425-2P | 0 | 2 | 0 | set/s | WH - Rm3 | CENPRI
2934 | Local |  |  | ENG-SUL_1297 | Cover Plate, VTR 401 / 23001 | 0 | 20 | 0 | pc/s | WH - Rm3 | CENPRI
2935 | Local |  |  | ENG-SUL_1298 | Shroud Ring | 0 | 2 | 0 | pc/s | WH - Rm3 | CENPRI
2936 | Local |  |  | ENG-SUL_1299 | Ring Nut, VTR-220813 | 0 | 24 | 0 | pc/s | WH - Rm3 | CENPRI | Rack - L2
2937 | Local |  |  | ENG-SUL_1300 | Turbine Blade | 0 | 53 | 0 | pc/s | WH - Rm3 | CENPRI | Rack - L1
2938 | Local |  |  | ENG-SUL_1301 | Flange Cover | 0 | 2 | 0 | pc/s | WH - Rm3 | CENPRI | Rack - L1
2939 | Local |  |  | ENG-SUL_1302 | Bearing Assembly (PN-32 321100), VTR 400 / 401 | 0 | 1 | 0 | set/s | WH - Rm3 | CENPRI | Rack - L1
2940 | Local |  |  | ENG-SUL_1303 | Wire Strip / spring for Rotor | 0 | 12 | 0 | pc/s | WH - Rm3 | CENPRI | Rack - L1
2941 | Local |  |  | ENG-SUL_1304 | Bush. VTR 705 | 0 | 16 | 0 | pc/s | WH - Rm3 | CENPRI | Rack - L1
2942 | Local |  |  | ENG-SUL_1305 | Centrifugal Dirt Oil Separator | 0 | 2 | 0 | pc/s | WH - Rm3 | CENPRI | Rack - L1
2943 | Local |  |  | ENG-SUL_1306 | Bearing PN 38 Turbine Side | 0 | 1 | 0 | set/s | WH - Rm3 | CENPRI | Rack - L1
2944 | Local |  |  | ENG-SUL_1307 | Spare Oil Pump WZ Turbine End, VTR 401 | 0 | 3 | 0 | pc/s | WH - Rm3 | CENPRI | Rack - L1
2945 | Local |  |  | ENG-SUL_1308 | Centrifugal Dirt Oil Separator Sleeve Housing | 0 | 3 | 0 | pc/s | WH - Rm3 | CENPRI | Rack - L2
2946 | Local |  |  | ENG-SUL_1309 | Gasket, VTR 5878 | 0 | 22 | 0 | pc/s | WH - Rm3 | CENPRI | Rack - L2
2947 | Local |  |  | ENG-SUL_1310 | Locking Plate, VTR 51020 | 0 | 70 | 0 | pc/s | WH - Rm3 | CENPRI | Rack - L2
2948 | Local |  |  | ENG-SUL_1311 | Holding Spring, VTR 34162 | 0 | 15 | 0 | pc/s | WH - Rm3 | CENPRI | Rack - L2
2949 | Local |  |  | ENG-SUL_1312 | Lock for Blade of Rotor (Wire) | 0 | 6 | 0 | pc/s | WH - Rm3 | CENPRI | Rack - L2
2950 | Local |  |  | ENG-SUL_1313 | Hex Headed Screw M3 x 8mm, VTR 48031 | 0 | 38 | 0 | pc/s | WH - Rm3 | CENPRI | Rack - L2
2951 | Local |  |  | ENG-SUL_1314 | Hex Headed Screw PN 76032, VTR 76032 | 0 | 2 | 0 | pc/s | WH - Rm3 | CENPRI | Rack - L2
2952 | Local |  |  | ENG-SUL_1315 | Screw M6 x1 0mm, VTR 34163 | 0 | 3 | 0 | pc/s | WH - Rm3 | CENPRI | Rack - L2
2953 | Local |  |  | ENG-SUL_1316 | Hex Headed Screw PN 81105, VTR 81105 | 0 | 5 | 0 | pc/s | WH - Rm3 | CENPRI | Rack - L2
2954 | Local |  |  | ENG-SUL_1317 | Screw, Hex Headed, M5 x 35mm, VTR 51008 | 0 | 5 | 0 | pc/s | WH - Rm3 | CENPRI | Rack - L2
2955 | Local |  |  | ENG-SUL_1318 | Caulking Wire for Turbo | 0 | 1 | 0 | roll/s | WH - Rm3 | CENPRI | Rack - L2
2956 | Local |  |  | ENG-SUL_1319 | Oil Collector | 0 | 2 | 0 | pc/s | WH - Rm3 | CENPRI | Rack - L2
2957 | Local |  |  | ENG-SUL_1320 | Gasket for Jacket Water Thermostatic Valve | 0 | 36 | 0 | pc/s | WH - Rm3 | CENPRI | Rack - L3
2958 | Local |  |  | ENG-SUL_1321 | Pump Holder, VTR 32160 | 0 | 4 | 0 | pc/s | WH - Rm3 | CENPRI | Rack - L3
2959 | Local |  |  | ENG-SUL_1322 | Cap Nut, VTR 39001 | 0 | 8 | 0 | pc/s | WH - Rm3 |  | Rack - L3
2960 | Local |  |  | ENG-SUL_1323 | Socket Screw | 0 | 10 | 0 | pc/s | WH - Rm3 | CENPRI | Rack - L3
2961 | Local |  |  | ENG-SUL_1324 | Locking Plate, VTR 7023 | 0 | 230 | 0 | pc/s | WH - Rm3 | CENPRI | Rack - L3
2962 | Local |  |  | ENG-SUL_1325 | Screw Plug, VTR 5891 A | 0 | 6 | 0 | pc/s | WH - Rm3 | CENPRI | Rack - L3
2963 | Local |  |  | ENG-SUL_1326 | Screw Plug, VTR 5891 B | 0 | 6 | 0 | pc/s | WH - Rm3 | CENPRI | Rack - L3
2964 | Local |  |  | ENG-SUL_1327 | Locking Plate, VTR 7026 | 0 | 118 | 0 | pc/s | WH - Rm3 | CENPRI | Rack - L3
2965 | Local |  |  | ENG-SUL_1328 | Locking Plate, VTR 2838 | 0 | 165 | 0 | pc/s | WH - Rm3 | CENPRI | Rack - L3
2966 | Local |  |  | ENG-SUL_1329 | Cover of Oil Pan Studbolt | 0 | 57 | 0 | pc/s | WH - Rm3 | CENPRI |  | Beside Rack 2-Sulzer
2967 | Manila |  |  | ENG-SUL_1330 | Oil Ring Stopper, Pedestal Bearing | 7500 | 4 | 7500 | pc/s | WH - Rm3 | CENPRI | Rack - B3
2968 |  |  |  | ENG-SUL_1331 | Spacer For Relief Valve, K 27704 | 0 | 2 |  | pc/s | WH - Rm3 | CENPRI | Rack-3B(Sulzer)
2969 |  |  |  | ENG-SUL_1332 | Spring Housing For Relief Valve, K 27701 | 0 | 2 |  | pc/s | WH - Rm3 | CENPRI | Rack-3B(Sulzer)
2970 | Local |  |  | ENG-SUL_1333 | Spring Element, Complete For Operating Piston, K 34150 | 0 | 17 | 0 | pc/s | WH - Rm3 | CENPRI | Rack-6B(Sulzer)
2971 |  |  |  | ENG-SUL_1333 | Pin for Fuel Injection Pump, K 55017 | 0 | 2 |  | pc/s | WH - Rm3 | CENPRI | Rack-3B(Sulzer)
2972 |  |  |  | ENG-SUL_1334 | Spring Pin for Fuel Injection Valve, K 27210 | 0 | 19 |  | pc/s | WH - Rm3 | CENPRI | Rack-3B(Sulzer)
2973 |  |  |  | ENG-SUL_1335 | Connecting Rod Bearing, Lower, K 33220 | 0 | 7 |  | pc/s | WH - Rm3 | CENPRI | Rack-1C(Sulzer)
2974 |  |  |  | ENG-SUL_1336 | Connecting Rod Bearing, Upper, K 33210 | 0 | 9 |  | pc/s | WH - Rm3 | CENPRI | Rack-1C(Sulzer)
2975 |  |  |  | FFE-APP_1004 | Fan, Exhaust, Ceiling Mounted, 12" x 12" | 0 | 1 |  | pc/s | WH - Rm3 | CENPRI | Rack - F4
2976 |  |  |  | FFE-APP_1005 | Fan, Tube Axial, Fan Dia. 20", Capacity 3000CFM, Static Pressure 1/2", Model FA-300-TAF | 0 | 0 |  | unit/s
2977 |  |  |  | FFE-APP_1006 | Refrigerator | 0 | 0 |  | unit/s
2978 |  |  |  | FFE-APP_1007 | Stove, Electric, Double Burner | 0 | 0 |  | unit/s
2979 |  |  |  | FFE-APP_1008 | Stove, Electric, Single Burner | 0 | 0 |  | unit/s
2980 | Local |  |  | FFE-APP_1009 | Stove, Gas, Double Burner | 349.5 | 0 | 699 | unit/s
2981 |  |  |  | FFE-APP_1010 | Stove, Gas, Single Burner | 0 | 0 |  | unit/s
2982 |  |  |  | FFE-APP_1011 | Television | 0 | 0 |  | unit/s
2983 |  |  |  | FFE-APP_1012 | Water, Dispenser | 0 | 0 |  | unit/s
2984 |  |  |  | FFE-APP_1014 | Vacuum Cleaner, Wet and Dry, Rated Power Input 1,100w, 6 kgs, 10L Container Volume, 360mm Length, 440mm Height, 33L/sec Max Flow | 8500 | 0 | 8500 | unit/s | WH - Rm3 | CENPRI
2985 |  |  |  | FFE-APP_1016 | Lamp, Electric, for Mosquito, 4W, UV-A Lamp Power | 595 | 0 | 595 | pc/s | WH - Rm3 | CENPRI | Rack - A3
2986 |  |  |  | FFE-APP_1017 | Stand Fan, Industrial, 16" | 1495 | 0 | 1495 | unit/s | WH - Rm1 | CENPRI
2987 | Manila |  |  | FFE-APP_1018 | Microwave Oven | 0 | 0 | 0 | unit/s | WH - Rm1 | CENPRI
2988 | Local |  |  | FFE-APP_1020 | Fan, Exhaust, Ceiling Mounted, 8" x 8" | 800 | 0 | 800 | unit/s | WH - Rm3 | CENPRI | Rack - D3
2989 | Local |  |  | FFE-APP_1021 | Fan, Rotational, Ceiling Mounted, 16" | 1748.45 | 0 | 1748.45 | pc/s | WH - Rm3 | CENPRI
2990 |  |  |  | FFE-COM_1001 | Cable, Communication | 0 | 0 |  | mtr/s
2991 |  |  |  | FFE-COM_1002 | Headset, Ordinary, For Motorola Radio (SMP468 with PTT) | 0 | 0 |  | pc/s
2992 | Local |  |  | FFE-COM_1003 | Phone, Mobile/ Cell | 330 | 0 | 0 | unit/s
2993 |  |  |  | FFE-COM_1004 | Phone/ Telephone | 0 | 0 |  | unit/s
2994 |  |  |  | FFE-COM_1005 | Radio, Two - Way | 0 | 0 |  | unit/s
2995 |  |  |  | FFE-COM_1006 | Repeater | 0 | 0 |  | unit/s
2996 |  |  |  | FFE-COM_1007 | Router | 0 | 0 |  | unit/s
2997 |  |  |  | FFE-COM_1008 | Connector, Internet, RJ45 | 5.3333 | 0 | 10 | pc/s
2998 | Local |  |  | FFE-COM_1010 | Basic Cellular Phone | 990 | 0 | 990 | unit/s | WH - Rm1 | CENPRI
2999 | Manila |  |  | FFE-COM_1011 | Portable Radio, CHF/FM, Frequency Range: 136-174 Mhz, 99 Groups Memory Channels, 2.5 Watts, Tone Coded Privacy Sub Channels, Aplha-Numeric & Iconic Display, Compact & Light weight, Clean & Clear Audio, Battery Indicator | 4758 | 0 | 5766 | unit/s | WH - Rm1 | CENPRI
3000 | Local |  |  | FFE-COM_1012 | Splitter, Amplifier Repeater, HDMI, 1 in 4 out box hub full, 1080p HD | 895 | 0 | 895 | pc/s
3001 | Local |  |  | FFE-COM_1013 | HDMI, Cable, Male to Male, Hig Resolution, 20mtrs | 1395 | 0 | 1395 | pc/s
3002 | Local |  |  | FFE-COM_1014 | HDMI, Cable, Male to Male, Hig Resolution, 30mtrs | 2200 | 0 | 2200 | pc/s
3003 | Local |  |  | FFE-COM_1015 | HDMI, Cable, Male to Male, 5mtrs | 110 | 0 | 110 | mtr/s | WH - Rm3 | CENPRI
3004 | Manila |  |  | FFE-COM_1016 | Ear Set With Mic & PTT for SMP468, Motorola Mag-One PMLN 4442 | 0 | 0 | 0 | set/s | WH - Rm3 | CENPRI
3005 | Local |  |  | FFE-COM_1017 | USB Data Cable, White | 0 | 0 | 0 | pc/s | WH - Rm1 | CENPRI
3006 | Local |  |  | FFE-COM_1018 | Charger Adapter, White | 0 | 0 | 0 | pc/s | WH - Rm1 | CENPRI
3007 | Local |  |  | FFE-COM_1019 | Sim Card, Globe | 0 | 0 | 0 | pc/s | WH - Rm1 | CENPRI
3008 | Local |  |  | FFE-COM_1020 | Sim Card Tray Ejector | 0 | 0 | 0 | pc/s | WH - Rm1 | CENPRI
3009 | Local |  |  | FFE-COM_1021 | Headset, White | 0 | 0 | 0 | set/s | WH - Rm1 | CENPRI
3010 | Manila |  |  | FFE-COM_1022 | Acoustic Tube for Motorola Earset | 1500 | 0 | 1500 | pc/s | WH - Rm3 | CENPRI | Rack - D2
3011 | Local |  |  | FFE-FUR_1001 | Chair, Swivel | 1900 | 0 | 1900 | unit/s | WH - Rm1 | CENPRI
3012 | Local |  |  | FFE-FUR_1002 | Chair, Monoblock, Plastic, Black | 435 | 0 | 435 | pc/s | WH - Rm3 | CENPRI
3013 |  |  |  | FFE-HEA_1001 | FUSO, Dropside Truck w/ Crane/Boom, Canter, 1988 | 0 | 0 |  | unit/s
3014 |  |  |  | FFE-HEA_1002 | Isuzu, Forklift, TCM FD30Z5 | 0 | 0 |  | unit/s
3015 |  |  |  | FFE-HOU_1001 | Dipper (Tabo) | 0 | 0 |  | pc/s
3016 | Local |  |  | FFE-HOU_1002 | Basin, Hand, w/ Complete Fittings (P-Trap, & Faucets), Porcelain, White | 980 | 0 | 980 | set/s | WH - Rm3 | CENPRI
3017 |  |  |  | FFE-MED_1002 | Glucometer, ( Glucose Meter, One Touch Ultra 2 ) | 0 | 0 |  | unit/s
3018 |  |  |  | FFE-MED_1003 | Tweezers | 0 | 0 |  | pc/s
3019 |  |  |  | FFE-MED_1004 | Puncher, Heavy Duty, Two Hole, W/ Double Guide | 165 | 0 | 165 | set/s | WH - Rm1 | CENPRI
3020 |  |  |  | FFE-MED_1005 | Forcep, Kelly, Straight, 14 cm | 0 | 0 | 0 | pc/s | WH - Rm3 | CENPRI | Rack - C3
3021 | Local |  |  | FFE-MED_1006 | Thermometer, Digital, Medical | 90 | 0 | 90 | pc/s
3022 | Local |  |  | FFE-MED_1007 | Infrared Forehead Thermometer | 3900 | 0 | 3900 | pc/s | WH - Rm3 | CENPRI
3023 |  |  |  | FFE-OFF_1002 | Computer, Desktop | 0 | 0 |  | unit/s
3024 |  |  |  | FFE-OFF_1003 | Computer, Laptop | 0 | 0 | 0 | unit/s
3025 |  |  |  | FFE-OFF_1004 | Computer, Mouse, USB, Optical | 0 | 0 |  | unit/s
3026 |  |  |  | FFE-OFF_1005 | Cord, HDMI, 5m | 0 | 0 |  | lgth/s
3027 | Local |  |  | FFE-OFF_1006 | Starter, Recoil, Grass Cutter | 400 | 0 | 800 | pc/s
3028 |  |  |  | FFE-OFF_1007 | Vertical Blinds | 0 | 0 |  | unit/s
3029 |  |  |  | FFE-OFF_1008 | Scissor, Stainless Steel, Green | 42.5 | 0 | 40 | pc/s | WH - Rm1 | CENPRI
3030 |  |  |  | FFE-OFF_1009 | Magfile, Closed, Horizontal, Long, Blue | 80 | 0 | 80 | pc/s | WH - Rm1 | CENPRI
3031 |  |  |  | FFE-OFF_1010 | Puncher, Heavy Duty, Two Hole | 165 | 0 |  |  | WH - Rm1 | CENPRI
3032 |  |  |  | FFE-OFF_1011 | Magfile, Long, Single, Green | 85 | 0 | 90 | pc/s | WH - Rm1 | CENPRI
3033 |  |  |  | FFE-OFF_1012 | Magfile, Long, Single, Blue | 80 | 0 | 80 | pc/s | WH - Rm1 | CENPRI
3034 |  |  |  | FFE-OFF_1013 | Tray, Filling, 3 Layers, Black | 380 | 0 | 380 | pc/s
3035 |  |  |  | FFE-OFF_1014 | Eraser, Whiteboard | 15 | 0 | 15 | pc/s | WH - Rm1 | CENPRI
3036 |  |  |  | FFE-OFF_1016 | Sharpener, Pencil, Heavy Duty | 240 | 0 | 240 | pc/s | WH - Rm1 | CENPRI
3037 | Local |  |  | FFE-OFF_1017 | File Rack, Table, 3 Layers, Stainless | 640 | 0 | 640 | unit/s | WH - Rm1 | CENPRI
3038 | Local |  |  | FFE-OFF_1018 | Charger, Laptop, 90W | 1590 | 0 | 1590 | pc/s | WH - Rm1 | CENPRI
3039 | Local |  |  | FFE-OFF_1019 | UPS, Input:220Vac, 50/60Hz, 4.5A Max, Output:220Vac,50/60Hz, 2.6A | 1750 | 0 | 1750 | unit/s | WH - Rm1 | CENPRI
3040 | Local |  |  | FFE-OFF_1020 | Laptop, Acer Travelmate P249-G2-MG Black, Intel Core i5, 7200U Processor, 2gb nvidia, 4GB DDR4 Memory, 1TB SATA HDD, 16.6 inches HD LED, DVD Writer, Windows 10, Free Acer Bag | 32950 | 0 | 32950 | unit/s | WH - Rm1 | CENPRI
3041 | Local |  |  | FFE-OFF_1021 | Battery, Laptop for ASUS K450C | 2250 | 0 | 4500 | pc/s | WH - Rm1 | CENPRI
3042 | Local |  |  | FFE-OFF_1022 | Flash Drive, USB 2.0, 16GB | 400 | 0 | 400 | pc/s | WH - Rm1 | CENPRI
3043 | Local |  |  | FFE-OFF_1023 | Magfile, Double, Blue | 165 | 0 | 165 | pc/s | WH - Rm1 | CENPRI
3044 | Local |  |  | FFE-OFF_1024 | Dispenser, Tape | 100 | 0 | 100 | pc/s | WH - Rm1 | CENPRI
3045 | Local |  |  | FFE-OFF_1025 | Cutting Mat, PVC, A4 | 125 | 0 | 125 | pc/s | WH - Rm1 | CENPRI
3046 | Local |  |  | FFE-OFF_1026 | Desktop Computer, Specs: Casing With PSU, i3-7100, H110 Motherboard, 4GB Ram DDR4, 500GB HDD, a4tech Mouse With SN:PH1810035182 Model:OP-720, a4tech KeyBoard with SN:PH1810034745 Model:KRS-83 | 14780 | 0 | 14780 | set/s | WH - Rm1 | CENPRI
3047 | Local |  |  | FFE-OFF_1027 | Monitor, 18" / 19" | 3399 | 0 | 3399 | pc/s | WH - Rm1 | CENPRI
3048 | Local |  |  | FFE-OFF_1028 | UPS, iLogic , Secure, IPC | 1606.6667 | 0 | 1600 | pc/s | WH - Rm1 | CENPRI
3049 | Local |  |  | FFE-OFF_1029 | Dispenser, Tape, Packaging | 90 | 0 | 90 | pc/s |  | CENPRI
3050 | Local |  |  | FFE-OFF_1030 | Wireless Microphone | 350 | 0 | 350 | pc/s | WH - Rm1 | CENPRI
3051 | Local |  |  | FFE-OFF_1031 | Pulley, Flag Pole, 1-1/2"Dia | 40 | 0 | 40 | pc/s
3052 | Local |  |  | FFE-OFF_1032 | External HDD, 1TB, Seagate, SN#:0000026770/36564 | 2950 | 0 | 2950 | pc/s
3053 | Local |  |  | FFE-OFF_1033 | Printer, Epson L120 | 4950 | 0 | 4950 | unit/s
3054 | Local |  |  | FFE-OFF_1034 | Keyboard, Desktop | 335 | 0 | 335 | pc/s
3055 | Local |  |  | FFE-OFF_1035 | Clock, Wall, LED, 455 x 30 x 220mm, 220VAC, 12/24hour | 1800 | 0 | 1800 | unit/s
3056 | Manila |  |  | FFE-OFF_1036 | UPS, BX1400U-MS APC Back, 1400VA, 230V, AVR, Universal & IEC Sockets | 11000 | 0 | 11000 | unit/s | WH - Rm3 | CENPRI
3057 | Local |  |  | FFE-OFF_1037 | Camera, Digital | 5998 | 0 | 5998 | pc/s | WH - Rm3 | CENPRI | Rack - D1
3058 |  |  |  | FFE-PPE_1001 | Apron, Ma-ong | 0 | 0 |  | pc/s
3059 |  |  |  | FFE-PPE_1002 | Ear Muffs | 0 | 0 |  | pc/s
3060 | Local |  |  | FFE-PPE_1003 | Ear Plugs | 47.5 | 0 | 95 | pc/s
3061 |  |  |  | FFE-PPE_1004 | Gloves, Chemical/ Rubber, Long | 39.25 | 0 | 120 | pair/s
3062 |  |  |  | FFE-PPE_1005 | Gloves, Latex, Size: 7.5 | 0 | 0 |  | pair/s
3063 |  |  |  | FFE-PPE_1006 | Gloves, Welding, Long | 191.375 | 0 | 222 | pair/s | WH - Rm3 | CENPRI | Rack - D3
3064 | Local |  |  | FFE-PPE_1007 | Gloves, Working, Ma-ong | 6.5 | 7 | 13 | pair/s | WH - Rm3 | CENPRI | Rack - D3
3065 | Local |  |  | FFE-PPE_1008 | Googles, Safety, Transparent, Ordinary | 56.25 | 3 | 25 | pc/s | WH - Rm3 | CENPRI | Rack - C4
3066 |  |  |  | FFE-PPE_1009 | Hard Hat | 0 | 0 |  | pc/s
3067 |  |  |  | FFE-PPE_1012 | Safety Vest | 0 | 0 |  | pc/s
3068 |  |  |  | FFE-PPE_1013 | Boots, Rubber, for Rain, Size 7 | 0 | 0 |  | pair/s
3069 |  |  |  | FFE-PPE_1014 | Boots, Rubber, for Rain, Size 8 | 0 | 0 |  | pair/s
3070 | Local |  |  | FFE-PPE_1015 | Mask, Gas | 142.5 | 0 | 285 | pc/s
3071 |  |  |  | FFE-PPE_1016 | Mask, Welding | 85 | 0 | 135 | pc/s
3072 |  |  |  | FFE-PPE_1017 | Mask, Full Face Shield | 260 | 0 | 260 | pc/s | WH - Rm3 | CENPRI | Rack - D1
3073 | Local |  |  | FFE-PPE_1020 | Gloves, Rubber, Laundry/Chemical, Long | 142.25 | -3 | 124.75 | pair/s
3074 | Manila |  |  | FFE-PPE_1021 | Gloves, Rubber, Nitrile, (1-Pair/Pack) | 150 | 0 | 150 | pair/s
3075 | Manila |  |  | FFE-PPE_1022 | Faceshield, Polycarbonate Plastic (to be attach to Blue Eagle Helmet) | 210 | 0 | 210 | pc/s
3076 |  |  |  | FFE-PPE_1023 | Gloves, Rubber, Examination, Nitrile | 0 | 0 |  | pair/s
3077 | Manila |  |  | FFE-PPE_1024 | Safety Shoe, size-39 | 1765 | 0 | 1765 | pair/s
3078 | Manila |  |  | FFE-PPE_1025 | Safety Shoe, size-40 | 1765 | 0 | 1765 | pair/s
3079 | Manila |  |  | FFE-PPE_1026 | Safety Shoe, size-41 | 1765 | 0 | 1765 | pair/s
3080 | Manila |  |  | FFE-PPE_1027 | Safety Shoe, size-42 | 1765 | 0 | 1765 | pair/s
3081 | Manila |  |  | FFE-PPE_1028 | Safety Shoe, size-43 | 588.3333 | 0 | 0 | pair/s
3082 | Manila |  |  | FFE-PPE_1029 | Safety Shoe, size-12" | 1890 | 0 | 1890 | pair/s
3083 | Manila |  |  | FFE-PPE_1030 | Coverall, Ultitec 4000, 5 CE, Yellow, Large | 675 | 0 | 675 | pc/s | WH - Rm3 | CENPRI
3084 | Local |  |  | FFE-PPE_1031 | Mask, Single Respirator, W/ Free Cartridge | 260 | 0 | 260 | set/s | WH - Rm3 | CENPRI | Rack - D2
3085 | Local |  |  | FFE-PPE_1032 | Gloves, Industrial, Chemical Resistant | 124 | 0 | 124 | pair/s | WH - Rm3 | CENPRI | Rack - D2
3086 | Local |  |  | FFE-PPE_1033 | Gloves, TIG | 222 | 0 | 222 | pair/s
3087 |  |  |  | FFE-SSE_1003 | Beacon | 0 | 0 |  | pc/s
3088 |  |  |  | FFE-SSE_1004 | Bell | 0 | 0 |  | pc/s
3089 |  |  |  | FFE-SSE_1005 | Biometric | 0 | 0 |  | unit/s
3090 |  |  |  | FFE-SSE_1006 | Detector, Smoke | 0 | 0 |  | unit/s
3091 | Local |  |  | FFE-SSE_1007 | Fire Extinguisher 10lbs, ABC | 850 | 0 | 1700 | unit/s | WH - Rm3 | CENPRI
3092 |  |  |  | FFE-SSE_1008 | Fire Extinguisher 20lbs, ABC | 0 | 0 |  | unit/s
3093 |  |  |  | FFE-SSE_1009 | Fire Extinguisher 50lbs, ABC | 0 | 0 |  | unit/s
3094 |  |  |  | FFE-SSE_1010 | Fire Extinguisher 50lbs, ABC | 0 | 0 |  | unit/s
3095 |  |  |  | FFE-SSE_1011 | Horn, Twin | 275 | 0 | 550 | set/s | WH - Rm3 | CENPRI | Rack - B3
3096 |  |  |  | FFE-SSE_1012 | Hose, Fire 1-1/2" Diameter x 100feet, Double Jacketed Male / Female, Alumni Alloy NH Coupling, 250psi Operating Pressure | 0 | 0 |  | roll/s
3097 |  |  |  | FFE-SSE_1013 | Hose, Fire 1/2" Diameter | 0 | 0 |  | feet
3098 |  |  |  | FFE-SSE_1014 | Hose, Fire 1/2" Diameter x 50feet | 0 | 0 |  | feet
3099 |  |  |  | FFE-SSE_1015 | Pail, Fire (Fire Bucket) | 0 | 0 |  | pc/s
3100 |  |  |  | FFE-SSE_1016 | Siren | 0 | 0 |  | pc/s
3101 | Local |  |  | FFE-SSE_1017 | Switch, Manual Call Point | 750 | 0 | 1500 | pc/s | WH - Rm1 | CENPRI
3102 | Local |  |  | FFE-SSE_1018 | Emergency Light, Automatic, Rechargeable, LED, Swivel Bead, 220 VAC | 1450 | 0 | 1250 | unit/s | WH - Rm1 | CENPRI
3103 |  |  |  | FFE-SSE_1019 | Flashlight, Portable Spotlight | 0 | 0 |  | pc/s
3104 |  |  |  | FFE-SSE_1020 | Flashlight, Tactical | 0 | 0 |  | can/s
3105 |  |  |  | FFE-SSE_1021 | Camera, Bullet IP POE, 2mp, DS2CD1021-1 | 3030 | 0 | 3150 | pc/s | WH - Rm3 | CENPRI | Rack - A1
3106 |  |  |  | FFE-SSE_1022 | Cable, LAN, Cat 5E, 305 mtrs/Box | 3383.3333 | 0 | 3250 | box/s | WH - Rm3 | CENPRI | Rack - A4
3107 |  |  |  | FFE-SSE_1023 | Hard Drive Disk, 6TB, Model : WD60PURZ-85ZUFY1 | 12450 | -1 | 12450 | pc/s | WH - Rm3 | CENPRI | Rack - A1
3108 |  |  |  | FFE-SSE_1024 | Hard Drive Disk, WD 4TB, Purple, Model : WD4UPURZ | 1687.5 | 0 | 6750 | pc/s | WH - Rm3 | CENPRI | Rack - A1
3109 |  |  |  | FFE-SSE_1025 | Padlock, Chrome Plated, 50mm | 285 | 0 | 285 | set/s | WH - Rm3 | CENPRI | Rack - A3
3110 | Local |  |  | FFE-SSE_1026 | Switch, 8 Port Unmanaged POE | 4850 | 0 | 4850 | unit/s | WH - Rm3 | CENPRI | Rack - A3
3111 | Local |  |  | FFE-SSE_1027 | Padlock, Ordinary | 130 | 0 | 130 | set/s | WH - Rm1 | CENPRI
3112 | Local |  |  | FFE-SSE_1028 | Fire Extinguisher, Dry Chemical, 10lbs, ABC | 2000 | 0 | 2000 | cyl/s | WH - Rm1 | CENPRI
3113 | Local |  |  | FFE-SSE_1029 | Fire Extinguisher, CO2 (Carbon Dioxide), 10lbs | 7000 | 0 | 7000 | cyl/s | WH - Rm3 | CENPRI
3114 | Local |  |  | FFE-SSE_1030 | Photoelectric Smoke Detector, 24V, Conventional | 1700 | 0 | 1700 | pc/s | WH - Rm1 | CENPRI
3115 | Local |  |  | FFE-SSE_1032 | Fire Extinguisher, Dry Chemical, ABC, 3lbs / 1.3kg, | 240 | 1 | 0 | cyl/s | WH - Rm1 | CENPRI
3116 | Local |  |  | FFE-SSE_1033 | Fire Alarm Bell, 24V, Conventional | 1750 | 0 | 1750 | pc/s | WH - Rm1 | CENPRI
3117 | Manila |  |  | FFE-SSE_1034 | Solar Aviation Obstruction Light, ICAO (Annex 14) Low Intensity Light Type A, LED, Red, Battery Capacity:3.6V/8AH NiHM, Vertical degree:>_ 10 Deg., Horizontal degree: 360 Deg., Flash Setting: 60 times/minute | 11500 | 0 | 11500 | unit/s | WH - Rm1 | CENPRI
3118 | Manila |  |  | FFE-SSE_1035 | Gauge, Pressure, 0-160 PSI/Bar, Made In USA, Dial Face: 4", Case SS304, Bottom Connection, 1/4 NPT With Fittings, (1/4F x 1/2M) | 1600 | 0 | 1600 | pc/s | WH - Rm3 | CENPRI
3119 | Manila |  |  | FFE-SSE_1036 | Gauge, Pressure, 0-160 PSI/Bar, Made In USA, Dial Face: 4", ALL SS304, Bottom Connection, 1/4 NPT With Fittings, (1/4F x 1/2M) | 2600 | 0 | 2600 | pc/s | WH - Rm3 | CENPRI
3120 | Local |  |  | FFE-SSE_1037 | Camera, Bullet Type, IP , 4mp, DS-2CD2043G0-1 | 4450 | 0 | 4450 | pc/s | WH - Rm3 | CENPRI
3121 | Local |  |  | FFE-SSE_1038 | Router, Wireless, TP-Link, 300MBPS | 1250 | 0 | 1250 | pc/s | WH - Rm3 | CENPRI
3122 | Local |  |  | FFE-SSE_1039 | Camera, Dome Type, IP , 2mp, 2.8mm, DS-2CD1123G0-1 | 3150 | 0 | 3150 | pc/s | WH - Rm3 | CENPRI
3123 | Local |  |  | FFE-SSE_1040 | Switch, 16 100M POE Port, 2 1000M Combo Port, 802.3af/at, POE Power Budget 230W, Extend Mode Port 1-8 / 9-16 Up to 300M Long Distance Transmission | 7475 | 0 | 0 | pc/s | WH - Rm3 | CENPRI
3124 | Local |  |  | FFE-SSE_1041 | 16 Port Switch Hub, Rack Mounted, TP-Link, Model: TL-SG016D, Gigabit Switch | 3350 | 0 | 3350 | pc/s | WH - Rm3 | CENPRI
3125 | Manila |  |  | FFE-SSE_1042 | 4 MP IR Fixed Dome Network Camera, 1/3" Progressive Scan CMOS, 2560 x 1440 @30 FPS, 2.8mm Fixed Lens, Color: 0.01 Lux @ (F1.2, AGC ON), Lux with IR. H.265+, H.264+, H.264, Three Streams, 120DB WDR, 2 Behavioral Analyses and Face Detection, BLC/3D DNR/ROI. | 6240 | 0 | 6240 | pc/s | WH - Rm3 | CENPRI
3126 | Manila |  |  | FFE-SSE_1043 | 32CH Embedded 4K NVR, Third Party Network Cameras Supported, Up to 12 Megapixels Resolution Recording, Suport 1-ch HDMI, 1-ch VGA, HDMI at Up to 3840 x 2160 Resolution | 58640 | 0 | 58640 | pc/s | WH - Rm3 | CENPRI
3127 | Local |  |  | FFE-SSE_1044 | Padlock, Laminated Steel, Hardened Steel Shackle, With 2 Keys 40mm | 133.2 | 0 | 156 | set/s | WH - Rm1 | CENPRI
3128 | Local |  |  | FFE-SSE_1045 | Hinge Lock, Heavy Duty | 309.75 | 0 | 309.75 | set/s | WH - Rm1 | CENPRI
3129 | Local |  |  | FFE-SSE_1046 | Padlock, Brass, 50mm | 300 | 0 | 300 | set/s | WH - Rm1 | CENPRI
3130 | Local |  |  | FFE-SSE_1047 | Fire Extinguisher Cylinder, 100lbs | 0 | 0 | 0 | pc/s
3131 | Local |  |  | FFE-SSE_1048 | LED Searchlight With Table Lamp, Wattage: 10W (Search light) = 24 LED(Table Lamp), Input Voltage: 220 - 240 AC, Frequency: 50/60Hz | 895 | 0 | 895 | unit/s | WH - Rm3 | CENPRI
3132 | Local |  |  | FFE-SSE_1049 | Padlock, Zinc Warded Lock Hinge Hasp, #450D | 520 | 0 | 520 | pc/s
3133 | Local |  |  | FFE-SSE_1050 | Hydro-chlorofluorocarbon-HCFC, 195-psi, 100lbs Cylinder Capacity | 0 | 0 | 0 | cyl/s
3134 | Local |  |  | FFE-SSE_1051 | Head Lamp, Rechargeable, LED, Waterproof | 150 | 0 | 150 | pc/s
3135 | Local |  |  | FFE-SSE_1052 | Whistle, Metal | 20 | 0 | 20 | pc/s
3136 | Local |  |  | FFE-SSE_1053 | Chain, Steel, 3/16-Dia | 64 | 0 | 64 | mtr/s
3137 | Local |  |  | FFE-SSE_1054 | Ultra HD Smart TV, 65", With Free Wall Mount Bracket & Atenna | 47885 | 0 | 47885 | unit/s | WH - Rm3 | CENPRI
3138 | Local |  |  | FFE-SSE_1055 | Flood Lights, LED, AC Single Phase, 17000 Lumens, 6500K x 367 x 86 x 337m, 30000hrs, IP65, 200W, 220V, Model: ANXFL-D200DL | 6999.75 | 0 | 6999.75 | set/s | WH - Rm3 | CENPRI | Rack - H1
3139 | Local |  |  | FFE-SSE_1056 | Fire Extinguisher, HCFC 123, 10 Lbs | 9500 | 0 | 9500 | cyl/s | WH - Rm3 | CENPRI
3140 |  |  |  | FFE-STA_1001 | Blanket, Cotton | 0 | 0 |  | roll/s
3141 |  |  |  | FFE-STA_1002 | Pillow | 0 | 0 |  | pc/s
3142 |  |  |  | FFE-STA_1003 | Foam Mattress, Double | 0 | 0 |  | sht/s
3143 |  |  |  | FFE-STA_1004 | Foam Mattress, Single | 0 | 1 |  | sht/s
3144 | Local |  |  | FFE-STA_1005 | Vacuum Cleaner, Wet and Dry, Frequency: 60Hz, Power: 1200W, | 7000 | 0 | 7000 | unit/s
3145 | Local |  |  | FFE-STA_1006 | Tank, Portable, Water Storage, PVC, Color Blue, 1000 Liters, Bestank | 12999.75 | 0 | 12999.75 | pc/s | Oxy-Ace Stg | CENPRI
3146 |  |  |  | FFE-TES_1002 | Thermal Imager, Ti32 IR Fusion Technology | 0 | 1 |  | unit/s
3147 |  |  |  | FFE-TES_1003 | Voltmeter, DC 300V | 0 | 0 |  | pc/s
3148 |  |  |  | FFE-TES_1004 | Scanner, Multichannel Process, Digital, Micro Controller Based Design, | 0 | 0 |  | unit/s
3149 | Manila |  |  | FFE-TES_1005 | Fluke 712 RTD Process Calibrator | 0 | 0 | 0 | unit/s | WH - Rm1 | CENPRI
3150 | Manila |  |  | FFE-TES_1006 | OFIL Systems DayCor scalar UV Visible Bi-Spectral Compact Handheld Corona Detection Camera, With LCD Hood Cover, Battery Charger, Rechargeable Extended Batteries | 0 | 0 | 0 | unit/s | WH - Rm1 | CENPRI
3151 | Manila |  |  | FFE-TES_1007 | DIGI-Combined Kit: Water, TBN, Salt Viscosity, Includes: Reagent A 2 Bottles, Reagent H 1 Bottle, Reagent C 1 Bottle, Injekt-F(0.1 to 1 ml)10 pcs, Injekt(1 to 6 ml) 3 pcs, Injekt(2 to 12 ml) 3 pcs, Stirrer 1 pc, Paste-Easyship Water In Oil Test Reagent 50 | 165000 | 0 | 165000 | unit/s |  | CENPRI
3152 | Manila |  |  | FFE-TES_1008 | Fluke 376 True RMS, AC/DC Clamp Meter | 26948 | 0 | 26948 | unit/s | WH - Rm3 | CENPRI
3153 | Local |  |  | FFE-TES_1009 | Equipment Case, Plastic With Infused Fiberglass, TSU-1 Resin IP67: Waterproof, Dustproof & Schockproof With pick & Pluck Foam, Weight: 2.3 kg, Interior Length 421 mm, Interior Width 292 mm, Interior Depth 139 mm, Exterior Length 450 mm, Exterior Width 350 | 4043 | 0 | 4043 | unit/s | WH - Rm1 | CENPRI
3154 | Manila |  |  | FFE-TES_1010 | Tester, Injector Pop, Model: S-60H | 35650 | 2 | 35650 | unit/s | WH - Rm3 | CENPRI | Rack - A4
3155 | Manila |  |  | FFE-TES_1011 | Fluke 62Max+, Digital Infrared, Thermometer, Dual Laser, Temperature Range: -30 to +650 Deg. C. Dust, water Proof, IP54 Resistance, Rugged 2 meter drop tester | 11984 | 0 | 11984 | unit/s | WH - Rm3 | CENPRI | Rack - A4
3156 | Local |  |  | FFE-TES_1012 | Test Probe | 90 | 0 | 90 | pair/s | WH - Rm3 | CENPRI | Rack - D1
3157 |  |  |  | FFE-TRA_1002 | Isuzu, Pick-up, Fuego, Diesel, 1999 | 0 | 0 |  | unit/s
3158 |  |  |  | FFE-TRA_1003 | Isuzu, Wagon - 5-Door, Crosswind KUVI, 2003 | 0 | 0 |  | unit/s
3159 |  |  |  | FFE-TRA_1004 | Isuzu, Wagon, Crosswind XT LE, 2015 | 0 | 0 |  | unit/s
3160 |  |  |  | FFE-TRA_1005 | Toyota, Wagon, Innova, Diesel, 2011 | 0 | 0 |  | unit/s
3161 |  |  |  | FFE-UNI_1001 | Shirt, Reflectorized, Small, Cotton, Green | 0 | 0 | 0 | pc/s | WH - Rm3 | CENPRI | Rack - A4
3162 |  |  |  | FFE-UNI_1002 | Shirt, Reflectorized, Medium, Cotton, Green | 0 | 0 | 0 | pc/s | WH - Rm1 | CENPRI
3163 |  |  |  | FFE-UNI_1003 | Shirt, Reflectorized, Large, Cotton, Green | 137.5 | 0 | 275 | pc/s | WH - Rm1 | CENPRI
3164 |  |  |  | FFE-UNI_1004 | Shirt, Reflectorized, XXLarge, Cotton, Green | 137.5 | 0 | 275 | pc/s | WH - Rm1 | CENPRI
3165 |  |  |  | FFE-UNI_1005 | Shirt, Polo, "Our Strength", XSmall | 0 | 0 | 0 | pc/s | WH - Rm1 | CENPRI
3166 |  |  |  | FFE-UNI_1006 | Shirt, Polo, "Our Strength", Medium | 0 | 0 | 0 | pc/s | WH - Rm1 | CENPRI
3167 |  |  |  | FFE-UNI_1007 | Shirt, Polo, "Our Strength", Large | 0 | 0 | 0 | pc/s | WH - Rm1 | CENPRI
3168 |  |  |  | FFE-UNI_1008 | Shirt, Polo, "TaskForce25", Medium | 0 | 0 | 0 | pc/s | WH - Rm1 | CENPRI
3169 | Manila |  |  | FFE-UNI_1009 | Shirt, Reflectorized, Long Sleeved, Small, Cotton, Apple Green | 0 | 0 | 0 | pc/s | WH - Rm1 | CENPRI
3170 | Manila |  |  | FFE-UNI_1010 | Shirt, Reflectorized, Long Sleeved, Medium, Cotton, Apple Green | 145 | 0 | 290 | pc/s | WH - Rm1 | CENPRI
3171 | Manila |  |  | FFE-UNI_1011 | Shirt, Reflectorized, Long Sleeved, Large, Cotton, Apple Green | 0 | 0 | 0 | pc/s | WH - Rm1 | CENPRI
3172 | Manila |  |  | FFE-UNI_1012 | Shirt, Reflectorized, Long Sleeved, XLarge, Cotton, Apple Green | 0 | 0 | 0 | pc/s | WH - Rm1 | CENPRI
3173 | Manila |  |  | FFE-UNI_1013 | Shirt, Reflectorized, Long Sleeved, XSmall, Cotton, Gray | 0 | 0 | 0 | pc/s | WH - Rm1 | CENPRI
3174 | Manila |  |  | FFE-UNI_1014 | Shirt, Reflectorized, Long Sleeved, XLarge, Cotton, Gray | 0 | 0 | 0 | pc/s | WH - Rm1 | CENPRI
3175 | Manila |  |  | FFE-UNI_1015 | Shirt, Reflectorized, Long Sleeved, Large, Cotton, Gray | 0 | 0 | 0 | pc/s | WH - Rm1 | CENPRI
3176 | Manila |  |  | FFE-UNI_1016 | Shirt, Reflectorized, Long Sleeved, Medium, Cotton, Gray | 0 | 0 | 0 | pc/s | WH - Rm1 | CENPRI
3177 | Manila |  |  | FFE-UNI_1017 | Shirt, Reflectorized, Long Sleeved, Small, Cotton, Royal Blue | 0 | 0 | 0 | pc/s | WH - Rm1 | CENPRI
3178 | Manila |  |  | FFE-UNI_1018 | Shirt, Reflectorized, Long Sleeved, Medium, Cotton, Royal Blue | 0 | 0 | 0 | pc/s | WH - Rm1 | CENPRI
3179 | Manila |  |  | FFE-UNI_1019 | Shirt, Reflectorized, Long Sleeved, Small, Cotton, Orange | 0 | 0 | 0 | pc/s | WH - Rm1 | CENPRI
3180 | Manila |  |  | FFE-UNI_1020 | Shirt, Reflectorized, Long Sleeved, Medium, Cotton, Orange | 0 | 0 | 0 | pc/s | WH - Rm1 | CENPRI
3181 | Manila |  |  | FFE-UNI_1021 | Shirt, Reflectorized, Long Sleeved, Large, Cotton, Orange | 0 | 0 | 0 | pc/s | WH - Rm1 | CENPRI
3182 | Manila |  |  | FFE-UNI_1022 | Shirt, Reflectorized, Long Sleeved, XLarge, Cotton, Orange | 0 | 0 | 0 | pc/s | WH - Rm1 | CENPRI
3183 | Manila |  |  | FFE-UNI_1023 | Shirt, Reflectorized, Long Sleeved, Extra Small, Cotton, Gray | 0 | 0 | 0 | pc/s | WH - Rm1 | CENPRI
3184 | Manila |  |  | FFE-UNI_1024 | Shirt, Reflectorized, Long Sleeved, 2XLarge(XXL), Cotton, Gray | 290 | 0 | 290 | pc/s | WH - Rm1 | CENPRI
3185 | Manila |  |  | FFE-UNI_1025 | Shirt, Reflectorized, Extra Large, Cotton, Green | 275 | 0 | 275 | pc/s
3186 | Manila |  |  | FFE-UNI_1026 | Shirt, Reflectorized, Long Sleeved, Large, Cotton, Royal Blue | 290 | 0 | 290 | pc/s
3187 | Manila |  |  | FFE-UNI_1027 | Shirt, Reflectorized, Long Sleeved, Medium, Cotton, Maroon | 290 | 0 | 290 | pc/s
3188 | Manila |  |  | FFE-UNI_1028 | Shirt, Reflectorized, Long Sleeved, Large, Cotton, Maroon | 290 | 0 | 290 | pc/s
3189 | Manila |  |  | FFE-UNI_1029 | Shirt, Reflectorized, Long Sleeved, Double Extra Large, Cotton, Maroon | 290 | 0 | 290 | pc/s
3190 | Manila |  |  | FFE-UNI_1030 | Shirt, Reflectorized, Long Sleeved, Extra Small, Cotton, Maroon | 290 | 0 | 290 | pc/s
3191 | Manila |  |  | FFE-UNI_1031 | Shirt, Reflectorized, Long Sleeved, Small, Cotton, Maroon | 290 | 0 | 290 | pc/s
3192 | Manila |  |  | FFE-UNI_1032 | Shirt, Reflectorized, Small, Cotton, Maroon | 275 | 0 | 275 | pc/s
3193 | Manila |  |  | FFE-UNI_1033 | Shirt, Reflectorized, Extra Small, Cotton, Maroon | 275 | 0 | 275 | pc/s
3194 | Manila |  |  | FFE-UNI_1034 | Shirt, Reflectorized, Medium, Cotton, Maroon | 275 | 0 | 275 | pc/s
3195 | Manila |  |  | FFE-UNI_1035 | Shirt, Reflectorized, Large, Cotton, Maroon | 275 | 0 | 275 | pc/s
3196 | Manila |  |  | FFE-UNI_1036 | Shirt, Reflectorized, Double Extra Large, Cotton, Maroon | 275 | 0 | 275 | pc/s
3197 | Manila |  |  | FFE-UNI_1037 | Shirt, Reflectorized, Extra Large, Cotton, Apple Green | 275 | 0 | 275 | pc/s | WH - Rm3 | CENPRI | Rack - C1
3198 | Manila |  |  | FFE-UNI_1038 | Shirt, Reflectorized, Large, Cotton, Apple Green | 275 | 0 | 275 | pc/s | WH - Rm3 | CENPRI | Rack - C1
3199 | Manila |  |  | FFE-UNI_1039 | Shirt, Reflectorized, Medium, Cotton, Apple Green | 275 | 0 | 275 | pc/s | WH - Rm3 | CENPRI | Rack - C1
3200 | Manila |  |  | FFE-UNI_1040 | Shirt, Reflectorized, Small, Cotton, Apple Green | 275 | 0 | 275 | pc/s
3201 | Manila |  |  | TES-PAR_1001 | Electrode, pH Analysis, Hanna Instruments | 6863.58 | 0 | 6863.58 | pc/s | WH - Rm3 | CENPRI | Rack - C1
3202 | Manila |  |  | TOO-DOC_1001 | Calibration Certificate No.: JMIAI-2K20E-095 A | 737.5 | 0 | 737.5 | pc/s | WH - Rm3 | CENPRI | Rack - D2
3203 | Manila |  |  | TOO-DOC_1002 | Calibration Certificate No.: JMIAI-2K20E-095 B | 737.5 | 0 | 737.5 | pc/s | WH - Rm3 | CENPRI | Rack - D2
3204 | Manila |  |  | TOO-DOC_1003 | Work Accomplishment Report | 0 | 0 | 0 | pc/s | WH - Rm3 | CENPRI | Rack - D2
3205 | Manila |  |  | TOO-DOC_1004 | Calibration Certificate No.: 0220A-2862C-01 for Oval Gear Flowmeter, Manufacturer: Nitto, Model: RS10050AOPE1234, Serial No.: 0060368 | 5040 | 0 | 5040 | pc/s | WH - Rm3 | CENPRI | Rack - D2
3206 | Manila |  |  | TOO-DOC_1005 | Sticker for Oval Gear Flowmeter, Manufacturer: Nitto, Model: RS10050AOPE1234, Serial No.: 0060368 | 0 | 0 | 0 | pc/s | WH - Rm3 | CENPRI | Rack - D2
3207 | Manila |  |  | TOO-DOC_1006 | Calibration Certificate No.: 0220A-2862C-02 for Oval Gear Flowmeter, Manufacturer: No Record, Model: LC-TA100, Serial No.: No Record | 5040 | 0 | 5040 | pc/s | WH - Rm3 | CENPRI | Rack - D2
3208 | Manila |  |  | TOO-DOC_1007 | Sticker for Oval Gear Flowmeter, Manufacturer: No Record, Model: LC-TA100, Serial No.: No Record | 0 | 0 | 0 | pc/s | WH - Rm3 | CENPRI | Rack - D2
3209 | Manila |  |  | TOO-DOC_1008 | Job Order Report | 0 | 0 | 0 | pc/s | WH - Rm3 | CENPRI | Rack - D2
3210 | Manila |  |  | TOO-DOC_1009 | Calibration Certificate No.: 0220A-3441C-01 for Oval Gear Flowmeter, Manufacturer: Yantai, Model: LC-TA25, Serial No.: No Record | 10323.33 | 0 | 10323.33 | pc/s | WH - Rm3 | CENPRI | Rack - D2
3211 | Manila |  |  | TOO-DOC_1010 | Calibration Sticker for Oval Gear Flowmeter, Manufacturer: Yantai, Model: LC-TA25, Serial No.: No Record | 0 | 0 | 0 | pc/s | WH - Rm3 | CENPRI | Rack - D2
3212 | Manila |  |  | TOO-DOC_1011 | Calibration Certificate No.: 0220A-3441C-02 for Analog Flowmeter, Manufacturer: VAF Instruments, Model: B5025, Serial No.: 580232 | 10323.33 | 0 | 10323.33 | pc/s | WH - Rm3 | CENPRI | Rack - D2
3213 | Manila |  |  | TOO-DOC_1012 | Calibration Sticker for Analog Flowmeter, Manufacturer: VAF Instruments, Model: B5025, Serial No.: 580232 | 0 | 0 | 0 | pc/s | WH - Rm3 | CENPRI | Rack - D2
3214 | Manila |  |  | TOO-DOC_1013 | Calibration Certificate No.: 0220A-3441C-03 for Analog Flowmeter, Manufacturer: VAF Instruments, Model: B5025, Serial No.: 580229 | 10323.33 | 0 | 10323.33 | pc/s | WH - Rm3 | CENPRI | Rack - D2
3215 |  |  |  | TOO-DOC_1014 | Housekeeping and Disinfection of Workstation. Toolbox meeting conducted by Ms. Mel Read and replied to emails. Witnessed Delivery of Items for Progen (DR 1041 & 1043) and Cenpri (DR 1568) Followed up the Purchase Request for replacement of Battery for t |  | 0 |  | pc/s | WH - Rm3 | CENPRI | Rack - D2
3216 | Manila |  |  | TOO-DOC_1015 | Calibration Certificate No.: 0220A-3441C-04 for Analog Flowmeter, Manufacturer: VAF Instruments, Model: B5025, Serial No.: 591489 | 10323.33 | 0 | 10323.33 | pc/s | WH - Rm3 | CENPRI | Rack - D2
3217 | Manila |  |  | TOO-DOC_1016 | Calibration Sticker for Analog Flowmeter, Manufacturer: VAF Instruments, Model: B5025, Serial No.: 591489 | 0 | 0 | 0 | pc/s | WH - Rm3 | CENPRI | Rack - D2
3218 | Manila |  |  | TOO-DOC_1017 | Calibration Certificate No.: 0220A-3441C-05 for Analog Flowmeter, Manufacturer: No record, Model: LC-TMA, Serial No.: No record | 10323.33 | 0 | 10323.33 | pc/s | WH - Rm3 | CENPRI | Rack - D2
3219 | Manila |  |  | TOO-DOC_1018 | Calibration Sticker for Analog Flowmeter, Manufacturer: No record, Model: LC-TMA, Serial No.: No record | 0 | 0 | 0 | pc/s | WH - Rm3 | CENPRI | Rack - D2
3220 | Manila |  |  | TOO-DOC_1019 | Calibration Certificate No.: 0220A-3441C-06 for Analog Flowmeter, Manufacturer: Nitto, Model: RS10050A0FF1234501, Serial No.: No 0069370 | 10323.33 | 0 | 10323.33 | pc/s | WH - Rm3 | CENPRI | Rack - D2
3221 | Manila |  |  | TOO-DOC_1020 | Calibration Sticker for Analog Flowmeter, Manufacturer: Nitto, Model: RS10050A0FF1234501, Serial No.: No 0069370 | 0 | 0 | 0 | pc/s | WH - Rm3 | CENPRI | Rack - D2
3222 | Manila |  |  | TOO-DOC_1021 | Calibration Sticker for Analog Flowmeter, Manufacturer: VAF Instruments, Model: B5025, Serial No.: 580229 | 0 | 0 | 0 | pc/s | WH - Rm3 | CENPRI | Rack - D2
3223 |  |  |  | TOO-HAN_1001 | Riveter, Hand | 231.5 | 0 | 170 | pc/s | WH - Rm3 | CENPRI | Rack - D2
3224 |  |  |  | TOO-HAN_1002 | Hammer, Air, Industrial Duty, 3000 Blow / Minute, 2-1/4" Stroke Length, Model : 772 | 0 | 0 |  | pc/s | WH - Rm3 | CENPRI | Rack - D2
3225 |  |  |  | TOO-HAN_1003 | Snip, Aviation, Fatmax 14-563 | 330 | 0 | 330 | pc/s | WH - Rm3 | CENPRI | Rack - D2
3226 |  |  |  | TOO-HAN_1004 | Grooving Machine, Fabricated | 10000 | 0 | 10000 | unit/s | WH - Bldg. | CENPRI
3227 |  |  |  | TOO-HAN_1005 | Spade, Cane Cutter | 155 | 0 | 160 | pc/s
3228 |  |  |  | TOO-HAN_1006 | Sling, Nylon, 2 meters x 2" x 2 tons | 700 | 0 | 650 | pc/s | WH - Rm3 | CENPRI | Rack - C3
3229 |  |  |  | TOO-HAN_1007 | Pipe Tap, 1" NPT | 1250 | 0 | 1250 | pc/s | WH - Rm1 | CENPRI
3230 |  |  |  | TOO-HAN_1008 | Screw Driver, Philip, 10" | 310 | 0 | 310 | pc/s | WH - Rm1 | CENPRI
3231 |  |  |  | TOO-HAN_1009 | Screw Driver, Flat, 10" | 265 | 0 | 265 | pc/s | WH - Rm1 | CENPRI
3232 |  |  |  | TOO-HAN_1010 | Plier, Linesman, Klein Insulated, 8" | 320 | 0 | 320 | pc/s | WH - Rm1 | CENPRI
3233 |  |  |  | TOO-HAN_1011 | Steel Tape, 3 meters | 108 | 0 | 108 | pc/s | WH - Rm1 | CENPRI
3234 |  |  |  | TOO-HAN_1012 | Tek Screw Adapter, Magnetic, 8mm | 50.5 | 0 | 65 | pc/s | WH - Rm1 | CENPRI
3235 |  |  |  | TOO-HAN_1013 | Brush, Spiral Steel, Boiler tube, 1/2" | 95 | 0 | 95 | pc/s | WH - Rm3 | CENPRI | Rack - E2
3236 |  |  |  | TOO-HAN_1014 | Plier, Long Nose, Klein Insulated, 8" | 330 | 0 | 330 | pc/s | WH - Rm3 | CENPRI | Rack - E1
3237 |  |  |  | TOO-HAN_1015 | Plier, Crimping, 9" | 240 | 0 | 240 | pc/s | WH - Rm3 | CENPRI | Rack - E1
3238 |  |  |  | TOO-HAN_1016 | Hex Key Set, Metric | 240 | 0 | 240 | set/s | WH - Rm3 | CENPRI | Rack - E1
3239 | Manila |  |  | TOO-HAN_1017 | Hand Tap, Carbon Steel, 24mm x 2.0 Pitch | 1200 | 0 | 1200 | set/s | WH - Rm3 | CENPRI | Rack - H2
3240 | Manila |  |  | TOO-HAN_1018 | Hand Tap, 18mm x 1.5 Pitch | 890 | 0 | 890 | set/s | WH - Rm3 | CENPRI | Rack - D1
3241 | Manila |  |  | TOO-HAN_1019 | Hand Tap, 22mm X 2.5 Pitch | 9700 | 0 | 9700 | set/s | WH - Rm3 | CENPRI | Rack - D1
3242 | Local |  |  | TOO-HAN_1020 | Screw Driver, 8-in-1, Interchangeable in 9 Way | 540 | 0 | 540 | set/s | WH - Rm3 | CENPRI | Rack - E2
3243 | Local |  |  | TOO-HAN_1021 | Frame, Hacksaw, Fits 8", 10", 12" Blade | 68.5 | 0 | 68.5 | pc/s | WH - Rm3 | CENPRI | Rack - D1
3244 | Local |  |  | TOO-HAN_1022 | Bolo | 70 | 0 | 70 | pc/s | WH - Rm3 | CENPRI
3245 | Local |  |  | TOO-HAN_1023 | Shovel | 350 | 0 | 350 | pc/s | WH - Rm3 | CENPRI
3246 | Local |  |  | TOO-HAN_1024 | Rake, Metal, Wood Handle | 210 | 0 | 210 | pc/s | WH - Rm3 | CENPRI
3247 | Local |  |  | TOO-HAN_1025 | Brush, Open Twist Tube Cleaning, Steel | 90 | 0 | 90 | pc/s | WH - Rm3 | CENPRI | Rack - E1
3248 | Manila |  |  | TOO-HAN_1026 | Hand Tap, Carbon Steel, 24 mm x 3 mm Pitch | 1800 | 0 | 1800 | set/s | WH - Rm3 | CENPRI | Rack - E1
3249 | Local |  |  | TOO-HAN_1027 | Hole Saw Set, 3pc, Arbor 3/8 inch Shank, Flat Bit 7/8 inch, Hole Saw 2-1/2 inches | 120 | 0 | 120 | set/s | WH - Rm1 | CENPRI
3250 | Local |  |  | TOO-HAN_1028 | Pipe Tap, 1/2" NPT | 465 | 0 | 550 | pc/s | WH - Rm3 | CENPRI
3251 | Local |  |  | TOO-HAN_1029 | Steel Tape, 5 meters | 83.5 | 0 | 81 | pc/s | WH - Rm1 | CENPRI
3252 | Local |  |  | TOO-HAN_1030 | Prunning Shear Straight, 8" | 130 | 0 | 130 | pc/s | WH - Rm3 | CENPRI
3253 | Manila |  |  | TOO-HAN_1031 | Hand Tap, M30 x 2.0 Pitch | 5200 | 0 | 5200 | set/s | WH - Rm1 | CENPRI
3254 | Local |  |  | TOO-HAN_1032 | Gun, Sealant | 127.6667 | 2 | 168 | pc/s | WH - Rm3 | CENPRI
3255 | Local |  |  | TOO-HAN_1033 | Engine Cleaning Gun / Spray Gun, Long Nozzle | 487.5 | 0 | 487.5 | pc/s |  | CENPRI
3256 | Local |  |  | TOO-HAN_1034 | Spray Gun, High Pressure, 1.5mm Fluid Nozzle, 3.0 Bar Air Pressure Required, 75L/min Air Consumption, 95cc/min Output, 110mm Pattern Width of Fan Shaped, 0.4 kw Compressor Required | 850 | 0 | 850 | unit/s | WH - Rm3 | CENPRI
3257 | Local |  |  | TOO-HAN_1035 | Hand Tap, M16 X 2.0 Pitch | 396 | 0 | 396 | set/s |  | CENPRI
3258 | Manila |  |  | TOO-HAN_1036 | Hand Tap, 12mm x 1.75 Pitch | 410 | 0 | 480 | set/s
3259 | Manila |  |  | TOO-HAN_1037 | Hand Tap, 15mm x 2.0 Pitch | 875 | 0 | 950 | set/s
3260 | Local |  |  | TOO-HAN_1038 | Sling, Nylon, 3 meters x 3" x 3 tons | 1620 | 0 | 1620 | pc/s | WH - Rm1 | CENPRI
3261 | Local |  |  | TOO-HAN_1039 | Sling, Nylon, 4 meters x 3" x 3 tons | 1800 | 0 | 1800 | pc/s | WH - Rm1 | CENPRI
3262 | Local |  |  | TOO-HAN_1040 | Combination Wrench - 17mm | 98 | 0 | 98 | pc/s
3263 | Local |  |  | TOO-HAN_1041 | Combination Wrench - 18mm | 108.5 | 0 | 108.5 | pc/s
3264 | Local |  |  | TOO-HAN_1042 | Combination Wrench - 19mm | 119 | 0 | 119 | pc/s
3265 | Local |  |  | TOO-HAN_1043 | Combination Wrench - 22mm | 171.5 | 0 | 171.5 | pc/s
3266 | Local |  |  | TOO-HAN_1044 | Combination Wrench - 16mm | 174.75 | 0 | 174.75 | pc/s
3267 | Local |  |  | TOO-HAN_1045 | Combination Wrench - 13mm | 72 | 0 | 72 | pc/s
3268 | Local |  |  | TOO-HAN_1046 | Allen Wrench Set - (1.5, 2, 2.5, 3, 4, 5, 5.5, 6, 8, & 10mm) | 200 | 0 | 200 | set/s
3269 | Local |  |  | TOO-HAN_1047 | Combination Wrench - 8mm | 53 | 0 | 53 | pc/s
3270 | Local |  |  | TOO-HAN_1048 | Open Wrench - 10 x 11mm | 63 | 0 | 63 | pc/s
3271 | Local |  |  | TOO-HAN_1049 | Hole saw drill bit, 3/4" | 150 | 0 | 150 | pc/s
3272 | Local |  |  | TOO-HAN_1050 | Ratchet, 1/2" Drive | 890 | 0 | 890 | pc/s
3273 | Manila |  |  | TOO-HAN_1051 | Hand Tap, M33 x 2.0 Pitch | 5500 | 0 | 5500 | set/s
3274 | Local |  |  | TOO-HAN_1052 | Acetylene Cutting Outfit | 8760 | 0 | 13000 | set/s
3275 | Local |  |  | TOO-HAN_1053 | Adjustable Wrench, 12" | 2500 | 0 | 2500 | pc/s
3276 | Local |  |  | TOO-HAN_1054 | Mallet, Rubber, 3" | 650 | 0 | 650 | pc/s
3277 | Local |  |  | TOO-HAN_1055 | Hand Tap, M18 x 2.5 Pitch | 980 | 0 | 980 | set/s | WH - Rm1 | CENPRI
3278 | Local |  |  | TOO-HAN_1056 | Hole saw drill bit, 25mm | 350 | 0 | 350 | pc/s
3279 | Local |  |  | TOO-HAN_1057 | Hand Tap, 18mm x 1.25 Pitch | 408 | 0 | 408 | set/s
3280 | Local |  |  | TOO-HAN_1058 | Punch, Hollow, Set 3-19mm, Brand: Hoyoma | 490 | 0 | 490 | set/s
3281 | Local |  |  | TOO-HAN_1059 | Pipe Tap, 3/8" NPT | 320 | 0 | 320 | pc/s
3282 | Local |  |  | TOO-HAN_1060 | Pipe Tap, 3/4" NPT | 650 | 0 | 650 | pc/s
3283 | Local |  |  | TOO-HAN_1061 | Hand Tap, 20mm x 2.5 Pitch, (3PCS/SET) | 1300 | 0 | 1300 | set/s
3284 | Local |  |  | TOO-HAN_1062 | Allen Socket, 6mm x 1/2 DR | 385 | 0 | 385 | pc/s
3285 | Manila |  |  | TOO-HAN_1063 | Hand Tap, M26 x 2.0 Pitch | 1740 | 0 | 1740 | set/s | WH - Rm3 | CENPRI
3286 | Local |  |  | TOO-HAN_1064 | Vise Grip, Duck Type | 495 | 0 | 495 | pc/s | WH - Rm3 | CENPRI
3287 | Local |  |  | TOO-HAN_1065 | File, Half Round, Fine, 10" | 670 | 0 | 670 | pc/s | WH - Rm3 | CENPRI
3288 | Local |  |  | TOO-HAN_1066 | Cage Puller, Exhaust Valve | 1200 | 0 | 1200 | pc/s
3289 |  |  |  | TOO-HAN_1067 | Allan Wrench, 5.5mm |  | 0 |  | pc/s
3290 | Local |  |  | TOO-HAN_1068 | Allen Wrench, 4.5mm | 50 | 0 | 50 | pc/s
3291 | Local |  |  | TOO-HAN_1069 | Allen Wrench, 5.5mm | 55 | 0 | 55 | pc/s
3292 | Manila |  |  | TOO-HAN_1070 | Hand Tap, M27 x 1.5 Pitch | 2950 | 0 | 2950 | set/s | WH - Rm1 | CENPRI
3293 | Manila |  |  | TOO-HAN_1071 | Hand Tap, M27 x 2.0 Pitch | 2950 | 0 | 2950 | set/s | WH - Rm1 | CENPRI
3294 | Manila |  |  | TOO-HAN_1072 | Hand Tap Handle / Tap Wrench for M27 x 1.5 Pitch | 3600 | 0 | 3600 | pc/s | WH - Rm1 | CENPRI
3295 | Manila |  |  | TOO-HAN_1073 | Thread Die, M27 x 1.5 Pitch | 1490 | 0 | 1490 | pc/s | WH - Rm1 | CENPRI
3296 | Manila |  |  | TOO-HAN_1074 | Thread Die, M27 x 2.0 Pitch | 1490 | 0 | 1490 | pc/s | WH - Rm1 | CENPRI
3297 | Manila |  |  | TOO-HAN_1075 | Die Stock older for M27 x 1.5 Pitch | 780 | 0 | 780 | pc/s | WH - Rm1 | CENPRI
3298 | Local |  |  | TOO-HAN_1076 | Mallet, Plastic, Model: TL1814N, 30mm | 210 | 0 | 210 | pc/s
3299 | Local |  |  | TOO-HAN_1077 | Bolt Cutter | 810 | 0 | 810 | pc/s | WH - Rm1 | CENPRI
3300 | Local |  |  | TOO-HAN_1079 | Tailor Scissor, Heavy Duty, Stainless Steel, #10 | 460 | 0 | 460 | pc/s | WH - Rm1 | CENPRI
3301 | Local |  |  | TOO-HAN_1080 | Vise Grip, Locking Pliers, Long Nose, 9" | 400 | 0 | 400 | pc/s | WH - Rm1 | CENPRI
3302 | Manila |  |  | TOO-HAN_1081 | Tap & Die Set, Straight Flute, USA Ace 6-24 mm, 51 pcs / set | 12850 | 0 | 12850 | set/s | WH - Rm3 | CENPRI
3303 | Manila |  |  | TOO-HAN_1082 | Combination Spanner / Obstruction Wrench, Chrome Vanadium, C-Type, 19 mm | 310 | 0 | 310 | pc/s | WH - Rm3 | CENPRI
3304 | Manila |  |  | TOO-HAN_1083 | Combination Spanner / Obstruction Wrench, Chrome Vanadium, C-Type, 17 mm | 270 | 0 | 270 | pc/s | WH - Rm3 | CENPRI
3305 | Local |  |  | TOO-HAN_1084 | Plier, Electrical, 8" | 198 | 0 | 198 | pc/s | WH - Rm3 | CENPRI
3306 | Local |  |  | TOO-HAN_1085 | Ratchet Handle, 3/8" Drive | 450 | 0 | 450 | pc/s |  | CENPRI
3307 | Manila |  |  | TOO-HAN_1086 | Mallet, Dead Blow, 25040, 2Lbs | 395 | 0 | 395 | pc/s
3308 | Local |  |  | TOO-HAN_1087 | Hand Tap Handle, 12", Creston | 720 | 0 | 720 | pc/s
3309 | Local |  |  | TOO-HAN_1088 | Extension Handle, 3/8" x 3"-Long | 179 | 0 | 179 | pc/s
3310 | Local |  |  | TOO-HAN_1089 | Pipe Tap, 1/4, Brand: Super | 220 | 0 | 220 | pc/s
3311 | Local |  |  | TOO-HAN_1090 | Pipe Tap, 1/8", Brand: Super | 200 | 0 | 200 | pc/s
3312 | Manila |  |  | TOO-HAN_1091 | Printer Label, Portable, Brady/Model: BMP21-Plus, RS Stock No.: 817-8785 | 6281.92 | 0 | 6281.92 | unit/s
3313 | Manila |  |  | TOO-HAN_1092 | AC Adapter, Cable Label Printer, Brady-BMP21, RS Stock No.: 694-9188 | 4205.07 | 0 | 4205.07 | pc/s
3314 | Manila |  |  | TOO-HAN_1093 | Hand Tap, M38mm x 4.0 Pitch (3pcs/set) | 6900 | 0 | 6900 | set/s
3315 | Manila |  |  | TOO-HAN_1094 | Wrench, Crowfoot, size: 8-24mm (15 pcs/set) | 2300 | 0 | 2300 | set/s | WH - Rm1 | CENPRI
3316 | Local |  |  | TOO-HAN_1095 | Socket Adaptor, 1/2" Female x 3/8" Male | 300 | 0 | 300 | pc/s | WH - Rm3 | CENPRI
3317 | Manila |  |  | TOO-HAN_1096 | Hand Tap, M20 x 1.5 Pitch | 1000 | 0 | 1000 | set/s
3318 | Manila |  |  | TOO-HAN_1097 | Hand Tap, M25 X 2.5 Pitch | 1990 | 0 | 1990 | set/s
3319 | Manila |  |  | TOO-HAN_1098 | Hand Tap, M25 X 2.0 Pitch | 1590 | 0 | 1590 | set/s
3320 | Manila |  |  | TOO-HAN_1099 | Pry Bar, High Carbon Steel, 12-3/8" | 680 | 0 | 680 | pc/s | WH - Rm3 | CENPRI | Rack - D2
3321 | Local |  |  | TOO-HAN_1100 | Sheet Metal Clamp, 10" | 349.75 | 0 | 349.75 | pc/s | WH - Rm3 | CENPRI | Rack - D2
3322 | Manila |  |  | TOO-HAN_1101 | Carbide Burrs, 1/4 Shank, (6pcs/set, 3/8 & 5/8) | 4575 | 0 | 4575 | set/s | WH - Rm3 | CENPRI | Rack - D2
3323 | Manila |  |  | TOO-HAN_1102 | Allen Socket, 1/2" Drive, 5mm to 17mm | 1490 | 1 | 1490 | set/s | WH - Rm3 | CENPRI
3324 | Manila |  |  | TOO-HAN_1103 | Flexible Gear Wrench, 8mm to 22mm | 3900 | 1 | 3900 | set/s | WH - Rm3 | CENPRI
3325 |  |  |  | TOO-HAN_1104 | Railings | 0 | 0 |  | unit/s | WH - Extn B | CENPRI
3326 |  |  |  | TOO-HAN_1105 | Roller Pin, Railings | 0 | 0 |  | pc/s | WH - Rm3 | CENPRI | Rack - M4
3327 |  |  |  | TOO-HAN_1106 | Caulking Gun, Silicone |  | 0 |  | pc/s | WH - Rm3 | CENPRI | Rack - D3
3328 |  |  |  | TOO-MEA_1001 | Meter Stick | 12.5 | 0 | 25 | pc/s
3329 | Manila |  |  | TOO-MEA_1002 | T-Bore Hole Gauge, Telescoping Precision, Mitutoyo | 14430 | 0 | 14430 | set/s
3330 | Manila |  |  | TOO-MEA_1003 | Oil Gauging / Sounding Tape, Chrome Clad, Lufkin C2915MME590, 13mm, 1/2" x 15 meter, 50 Foot | 8600 | 0 | 8600 | pc/s | WH - Rm3 | CENPRI | Rack - D1
3331 | Manila |  |  | TOO-MEA_1004 | Plumb Bob, Brass, Lufkin 590-GM 20 oz | 2400 | 0 | 2400 | pc/s | WH - Rm3 | CENPRI | Rack - D1
3332 | Local |  |  | TOO-POW_1001 | Impact Wrench, Input Power: 1050W, No-Load Speed:230RPM, Max.Torque:550N, Aluminum Gear Box with rubber, With 6pcs, Sockets(17, 18, 19, 21, 23, 24mm) With 1pc 125mm adaptor | 6650 | 0 | 6650 | unit/s | WH - Rm3 | CENPRI
3333 | Local |  |  | TOO-POW_1002 | Chain Block, 3 Tons | 8200 | 0 | 8200 | unit/s | WH - Rm3 | CENPRI
3334 | Manila |  |  | TOO-POW_1003 | Blower, Electric, Model#: TC-05, 220V, 660W/3A Speed, 3000/3600RPM, Size 4"Dia | 4985 | 0 | 4985 | unit/s
3335 | Manila |  |  | TOO-POW_1004 | Blower, Electric, Model#: SY05, 220V, 3000/3600RPM, 3A, 50/60 cycles, Size 4"Dia | 3600 | 0 | 3600 | unit/s
3336 | Local |  |  | TOO-POW_1005 | Air Compressor Machine, 1HP | 11000 | 0 | 11000 | unit/s
3337 | Local |  |  | TOO-POW_1006 | Drill, Impact, with accessories (meter tape, sockets, level bar, drill bits, metal hammer, allen screw, cutter knife) | 2790 | 0 | 2790 | set/s
3338 | Local |  |  | TOO-POW_1007 | Drill Electric, Hammer Type, 16mm / 5/8", Makita, Model: M0801M | 2500 | 0 | 2500 | unit/s
3339 | Local |  |  | TOO-POW_1008 | Pallet Jack, Hydraulic, 2500kgs, Model: CBY-AC | 13050 | 0 | 13050 | unit/s
3340 | Manila |  |  | TOO-POW_1009 | Vacuum, 30Ltrs, Wet & Dry, 1200W, 59 dB(A), 230V/1/50-60V/7.5mtr cable | 26325 | 0 | 26325 | unit/s
3341 | Local |  |  | TOO-POW_1010 | Grinder, Angle, Electric, 4"-Dia, 220V-240V/60Hz, Model: 9553, Makita | 2655 | 0 | 2655 | unit/s
3342 |  |  |  | TUR-PAR_1001 | Impeller Wheel for Turbo Charger (Sulzer), VTR 25 |  | 0 |  | pc/s | WH - Rm3 | PROGEN | Rack - L1
3343 | Local |  |  | _6376 | DM Pamasko Pack - Filipino | 0 | 0 | 0 | box/s | WH - Rm1 | CENPRI
3344 | Local |  |  | _6377 | Natures Mineral Water | 0 | 0 | 0 | bot/s | WH - Rm1 | CENPRI
3345 | Local |  |  | _6378 | Rosana Rice | 0 | 0 | 0 | sack/s | WH - Rm1 | CENPRI
3346 | Local |  |  | _6379 | Rice Cooker | 0 | 0 | 0 | box/s | WH - Rm1 | CENPRI
3347 | Local |  |  | _6380 | Hanabishi Oven Toaster | 0 | 0 | 0 | box/s | WH - Rm1 | CENPRI
3348 | Local |  |  | _6381 | Fukuda Plastic Stand Fan | 0 | 0 | 0 | box/s | WH - Rm1 | CENPRI
3349 | Local |  |  | _6382 | Fukuda Dry Iron | 0 | 0 | 0 | box/s | WH - Rm1 | CENPRI
3350 | Local |  |  | _6383 | Fukuda Blender | 0 | 0 | 0 | box/s | WH - Rm1 | CENPRI
3351 | Local |  |  | _6384 | Pail | 65 | 0 | 65 | pc/s | WH - Rm3 | CENPRI
3352 | Manila |  |  | _6385 | Various Wines : 1- Lipote, 1-Lolo Art Marnier, 2-Buko & Apple Wine | 0 | 0 | 0 | bot/s | WH - Rm1 | CENPRI
3353 | Manila |  |  | _6386 | Ambient Air Sampling & Testing Report | 0 | 0 | 0 | set/s | WH - Rm1 | CENPRI
3354 | Manila |  |  | _6387 | Emission Test Report | 0 | 0 | 0 | set/s | WH - Rm1 | CENPRI
3355 | Local |  |  | _6388 | Rice Husk, Decomposed | 0 | 10 | 0 | sack/s | WH - Extn B | CENPRI
3356 | Local |  |  | _6389 | Mud Press | 0 | 10 | 0 | sack/s | WH - Extn B | CENPRI
Prepared By: |  |  | Checked By: |  | Approved By:
Warehouse Personnel |  |  | Warehouse Supervisor |  | Plant Director/Plant Manager