## Worksheet
|  | CENTRAL NEGROS POWER RELIABILITY, INC. |  |  |  |  | MATERIAL INVENTORY REPORT TO DATE
Purok San Jose, Brgy. Calumangan, Bago City
Tel. No. 476 - 7382
Date | 2020-06-30
Main Category |  |  |  |  | Sub-Category
No. | Local/Manila |  |  | Item Part No. | Item Description | Nominal Cost | Qty | Price | Uom | Location | Warehouse Location | Rack | Bin
1 | Local |  |  | AUT-HEA_1002 | Brake Shoe | 800 | 0 | 1600 | set/s
2 |  |  |  | AUT-HEA_1005 | Hose Clip, 3/4" | 12 | 0 | 12 | pc/s | WH - Rm3 | CENPRI | Rack - C3
3 |  |  |  | AUT-HEA_1006 | Tube, Copper Steel, With Fittings | 0 | 0 | 0 | set/s | WH - Rm3 | CENPRI | Rack - E1
4 | Local |  |  | AUT-HEA_1007 | Hose Clip, 1" | 10 | 0 | 10 | pc/s | WH - Rm3 | CENPRI | Rack - E2
5 | Local |  |  | AUT-HEA_1008 | Clutch Operating Kit | 65 | 0 | 65 | set/s | WH - Rm1 | CENPRI
6 | Local |  |  | AUT-HEA_1009 | Bulb, Headlight, Halogen, 12V, 55W | 70 | 0 | 70 | pc/s | WH - Rm1 | CENPRI
7 | Local |  |  | AUT-HEA_1010 | Fuel Filter, 33358 | 450 | 0 | 450 | pc/s
8 | Local |  |  | AUT-HEA_1011 | Filter, Fuel, FC-8351 | 180 | 0 | 180 | pc/s | WH - Rm3 | CENPRI | Rack - D1
9 | Local |  |  | AUT-HEA_1012 | Filter, Oil, Big, C-8350 | 230 | 0 | 230 | pc/s | WH - Rm3 | CENPRI | Rack - D1
10 | Local |  |  | AUT-HEA_1013 | Filter, Oil, Small, C-8360 | 175 | 0 | 175 | pc/s | WH - Rm3 | CENPRI | Rack - D1
11 | Local |  |  | AUT-HEA_1014 | Battery, 11 Plate, Low Maintenance Free | 5300 | 0 | 5300 | unit/s | WH - Rm3 | CENPRI | Rack - G3
12 |  |  |  | AUT-TRA_1001 | Fuel Filter, FC-208A | 250 | 0 | 250 | pc/s | WH - Rm3 | CENPRI
13 |  |  |  | AUT-TRA_1002 | Oil Filter, C-215 | 250 | 0 | 250 | pc/s | WH - Rm3 | CENPRI
14 |  |  |  | AUT-TRA_1004 | Blade, Wiper | 180 | 0 | 180 | set/s | WH - Rm3 | CENPRI | Rack - D2
15 | Local |  |  | AUT-TRA_1005 | Brake Rotor Left / Right, Plate | 1400 | 0 | 0 | pc/s | WH - Rm1 | CENPRI
16 | Local |  |  | AUT-TRA_1006 | Tires, (205 / 70 / R15), Toyota Inova | 4850 | 0 | 4850 | pc/s | WH - Rm2 | CENPRI
17 | Local |  |  | AUT-TRA_1007 | Tires, (235 / 70 / R15), Crosswind Gold FFN706 | 6000 | 0 | 6000 | pc/s | WH - Rm3 | CENPRI
18 | Local |  |  | AUT-TRA_1008 | Alternator, Boom Truck | 5700 | 0 | 5700 | assy/s
19 | Local |  |  | AUT-TRA_1009 | Mirror, Right Side | 250 | 0 | 250 | pc/s | WH - Rm3 | CENPRI | Rack - B1
20 | Manila |  |  | AUX-PAR_1024 | Connector, Tube, 1/2" x 3/8" | 600 | 10 | 1200 | pc/s | WH - Rm3 | CENPRI | Rack - B3
21 | Local |  |  | AUX-PAR_1097 | V-Belt | 127.5 | 0 | 255 | pc/s
22 | Local |  |  | AUX-PAR_1098 | V-Belt, B-68 | 187.5 | 3 | 250 | pc/s | WH - Rm3 | CENPRI | Rack - B2
23 | Local |  |  | AUX-PAR_1099 | V-Belt, C-98 | 312.5 | 4 | 625 | pc/s | WH - Rm3 | CENPRI | Rack - B2
24 |  |  |  | AUX-PAR_1118 | Bearing, Ball, 6307, SJ 6000 | 230 | 0 | 460 | pc/s | WH - Rm3 | CENPRI | Rack - B3
25 | Local |  |  | AUX-PAR_1121 | Bearing, Ball, 6312, SJ 6000 | 675 | 0 | 1350 | pc/s | WH - Rm3 | CENPRI | Rack - B3
26 | Local |  |  | AUX-PAR_1154 | Coupling, Spider, Big, 3" dia, (Fabricated) | 0 | 4 | 0 | pc/s | WH - Rm3 | CENPRI | Rack - F2
27 | Local |  |  | AUX-PAR_1159 | Regulator, Air Pressure, UF-08 | 0 | 4 | 0 | pc/s | WH - Rm3 | CENPRI | Rack - B2
28 | Local |  |  | AUX-PAR_1160 | Regulator, Air Filter, UF-06 | 0 | 1 | 0 | pc/s | WH - Rm3 | CENPRI | Rack - B2
29 |  |  |  | AUX-PAR_1168 | Plates, PHE Cooler, Alfa Laval M15BFML, (124 pcs Channel Plates with Gaskets (Cooler Plates included), 2 pcs End Plate Gaskets) | 329654 | 0 | 0 | set/s | WH - Rm3 | CENPRI
30 |  |  |  | AUX-PAR_1169 | Plates, Channel, PHE Cooler, Alfa Laval M15BFML | 0 | 370 | 0 | pc/s | WH - Rm3 | CENPRI
31 |  |  |  | AUX-PAR_1171 | Bladder Tank, CF 19, Capacity:19 ltrs, Max. Pressure: 120psi / 8 Bar, Height:400mm | 2600 | 0 | 2600 | unit/s |  | CENPRI
32 |  |  |  | AUX-PAR_1172 | Gasket, Set of Spare for Bowl, Westfalia Separator, 0007-2421-750 | 354.2 | 0 | 0 | pc/s | WH - Rm3 | CENPRI | Rack - D1
33 |  |  |  | AUX-PAR_1173 | Gasket, Westfalia Separator, 0007-3349-750 | 3896.2 | 0 | 3896.2 | pc/s | WH - Rm3 | CENPRI | Rack - D1
34 |  |  |  | AUX-PAR_1174 | Gasket, Set of Spare for Bowl, Westfalia Separator, 0007-3153-750 | 9.24 | 0 | 0 | pc/s | WH - Rm3 | CENPRI | Rack - D1
35 |  |  |  | AUX-PAR_1175 | Gasket, Westfalia Separator, 0007-2925-750 | 750 | 0 | 750 | pc/s | WH - Rm3 | CENPRI | Rack - D1
36 |  |  |  | AUX-PAR_1176 | Cushion, Rubber Metal, Westfalia Separator, 2048-1074-000 | 4693.15 | 0 | 0 | pc/s | WH - Rm3 | CENPRI | Rack - D1
37 |  |  |  | AUX-PAR_1177 | Clutch Shoe, Set of Spare for Drive, Westfalia Separator, 0021-2983-950 | 1682.45 | 0 | 0 | pc/s | WH - Rm3 | CENPRI | Rack - D1
38 |  |  |  | AUX-PAR_1179 | Plug, Blind, Tiger Bronze, Lube Oil Cooler | 400 | 0 | 400 | pc/s | WH - Rm3 | CENPRI | Rack - B2
39 |  |  |  | AUX-PAR_1180 | Gauge, Pressure, 3-1/2" Dial Face, SS Material Open Type Case For Reset Calibration, NPT 1/4" Bottom Connection, Dry Type, 0-40 Bars | 5700 | 0 | 5700 | pc/s | WH - Rm3 | CENPRI | Rack - C3
40 | Local |  |  | AUX-PAR_1181 | Reducer, Fabricated, Lube Oil Cooler | 580 | 0 | 580 | pc/s | WH - Rm3 | CENPRI | Rack - D1
41 | Local |  |  | AUX-PAR_1182 | Plug, Fabricated, Lube Oil Cooler | 480 | 0 | 480 | pc/s | WH - Rm3 | CENPRI | Rack - D1
42 | Local |  |  | AUX-PAR_1183 | Washer, Lock, SS, 12mm | 3 | 0 | 3 | pc/s | WH - Rm3 | CENPRI | Rack - F1
43 | Local |  |  | AUX-PAR_1184 | Seal, Oil, 100mm x 75mm x 12mm | 224.125 | 0 | 247.5 | pc/s | WH - Rm3 | CENPRI | Rack - E2
44 | Local |  |  | AUX-PAR_1185 | Riser Pipe, PVC, With Coupling, 3 Inches | 3340 | 0 | 3340 | lgth/s | WH - Bldg. | CENPRI
45 | Local |  |  | AUX-PAR_1186 | Impeller, Part No. 7, | 15000 | 0 | 15000 | pc/s | WH - Rm3 | CENPRI
46 | Local |  |  | AUX-PAR_1187 | Gauge, Temperature, BTA-5", 1/2" NPT, 0 - 200 deg C, Dial, 6" Stem, 6.35 mm Dia, | 0 | 1 | 0 | pc/s | WH - Rm1 | CENPRI | Rack - O2
47 | Local |  |  | AUX-PAR_1188 | Seal, Mechanical, Single Spring, 32mm | 2525 | 2 | 2525 | set/s | WH - Rm1 | CENPRI | Rack - F2
48 | Local |  |  | AUX-PAR_1189 | O-Ring, Nitrile Rubber, OD:51mm, ID:47mm, Thickness:2mm, Circular Cross Section | 31.5 | 2 | 28 | pc/s | WH - Rm3 | CENPRI | Rack - B3
49 | Local |  |  | AUX-PAR_1190 | O-Ring, Nitrile Rubber, OD:69mm, ID:65mm, Thickness:2mm, Circular Cross Section | 36 | 2 | 32 | pc/s | WH - Rm3 | CENPRI | Rack - B3
50 | Local |  |  | AUX-PAR_1191 | Bearing, Ball, Shielded, 6308.2ZR | 510 | 4 | 510 | pc/s | WH - Rm3 | CENPRI | Rack - B4
51 | Local |  |  | AUX-PAR_1192 | Sleeve, Shafting of Lube Oil Purifier No. 1 | 0 | 0 | 0 | pc/s | WH - Rm1 | CENPRI
52 | Manila |  |  | AUX-PAR_1193 | Feed Pump,Chemical, 1.40lph at 16 Bars(232psi), 1-phase, 100-230 V, 50/60 Hz, 13 Watts, IP 66, Class F Insulation, With Accessories: Foot Valve W/Strainer, Injection Valve PVC, 5 Meters PE Tubing 6mm x 4mm, 2 Meters Soft PVC Tubing 6mm x 4mm | 40200 | 1 | 40200 | unit/s | WH - Rm3 | CENPRI | Rack - A4
53 | Manila |  |  | AUX-PAR_1195 | Air Filter Regulator & Lubricator(FRL) Combined 5 Microns Filtration With Bowl Protection & Pressure Gauge, Port Connection 1", Pressure Range 7-175 PSI: SGFM 469, Max Inlet Pressure 250 PSI | 14000 | 0 | 14000 | unit/s | WH - Rm3 | CENPRI | Rack - B2
54 | Manila |  |  | AUX-PAR_1196 | Zinc Anode, Casted, 3-1/2" Dia. x 1-1/2" Thickness x 5/8" Hole | 2500 | 0 | 2500 | pc/s | WH - Rm3 | CENPRI
55 | Local |  |  | AUX-PAR_1197 | Bushing, GI, 3" x 2" | 175 | 0 | 175 | pc/s | WH - Rm3 | CENPRI
56 | Local |  |  | AUX-PAR_1198 | BUSHING, GI, 2" X 1" | 77 | 0 | 77 | pc/s | WH - Rm3 | CENPRI
57 | Local |  |  | AUX-PAR_1199 | Adaptor, Male, 2" | 231.35 | 0 | 231.35 | pc/s | WH - Rm3 | CENPRI
58 | Local |  |  | AUX-PAR_1200 | Seal, Mechanical, Carbon vs Ceramic, ID 36mm x OD 53.5mm x 63mm T/LT | 11400 | 0 | 11400 | pc/s | WH - Rm3 | CENPRI | Rack - F2
59 | Manila |  |  | AUX-PAR_1201 | Belzona 1111, Supermetal (1kg/set) | 10500 | 0 | 10500 | set/s | WH - Rm3 | CENPRI
60 | Manila |  |  | AUX-PAR_1202 | Seal, Mechanical, 28mm | 1625 | 1 | 1625 | pc/s | WH - Rm3 | CENPRI | Rack - F2
61 | Manila |  |  | AUX-PAR_1203 | EPC41 Card, Good Condition | 183500 | 1 | 170000 | unit/s | WH - Rm3 | CENPRI | Rack - D4
62 | Manila |  |  | AUX-PAR_1204 | Manual, Photocopy of EPC41 Automatic Discharge Contoller | 0 | 0 | 0 | set/s | WH - Rm1 | CENPRI
63 | Local |  |  | AUX-PAR_1205 | Coupling, Rubber Bushing, OD-33mm x ID-16mm x L-21mm | 80 | 0 | 80 | pc/s
64 | Local |  |  | AUX-PAR_1206 | Coupling, Rubber Bushing, OD-39.5mm x ID-22mm x L-22mm | 150 | 0 | 150 | pc/s
65 | Local |  |  | AUX-PAR_1207 | Bearing, 6205-2RSH/C3WT, SKF | 165 | 0 | 165 | pc/s
66 | Local |  |  | AUX-PAR_1208 | Bearing, NU306 ECP C3 | 1733 | 0 | 1733 | pc/s
67 | Local |  |  | AUX-PAR_1209 | Coupling, HFO Circulating Pump and Motor, Fabricated, (2pcs/pair) | 15000 | 0 | 15000 | pair/s
68 | Local |  |  | AUX-PAR_1210 | Fuel Rack Stopper, Fabricated | 2400 | 0 | 2400 | pc/s
69 | Local |  |  | AUX-PAR_1211 | Seal, Oil, 55mm x 70mm x 10mm | 250 | 0 | 250 | pc/s | WH - Rm3 | CENPRI | Rack - F2
70 | Local |  |  | AUX-PAR_1212 | O-ring, #232 | 37 | 0 | 37 | pc/s | WH - Rm3 | CENPRI
71 | Local |  |  | AUX-PAR_1213 | O-ring, #146 | 40 | 0 | 40 | pc/s | WH - Rm3 | CENPRI
72 | Local |  |  | AUX-PAR_1214 | O-ring, #138 | 34 | 0 | 34 | pc/s | WH - Rm3 | CENPRI
73 | Manila |  |  | AUX-PAR_1215 | O ring, Fabricated, Viton, Brown, OD:830mm, ID:810mm, Thickness:10mm | 8500 | 4 | 8500 | pc/s | WH - Rm3 | CENPRI | Rack - B4
74 | Manila |  |  | AUX-PAR_1216 | Automatic Discharged Contoller, EPC41-48VAC +10% - 15%; 60Hz, Five Relay connected for 48 VAC, Built in Automatic Fuse 3.0A, 21kg | 367500 | 2 | 367500 | unit/s | WH - Rm3 | CENPRI | Box, Side Wall
75 | Manila |  |  | AUX-PAR_1217 | Water Valve Block - 48 VAC, 60Hz, Conection:G 3/4, Water Pressure:1.5-7 Bar, Media Temperature : 85 deg.C | 57700 | 0 | 57700 | pc/s | WH - Extn B | CENPRI
76 | Manila |  |  | AUX-PAR_1218 | Air Valve Block - 48VAC; 60 Hz, 1/4 NPT, OP: Max 10 Bar | 0 | 0 | 0 | unit/s | WH - Rm3 | CENPRI
77 | Manila |  |  | AUX-PAR_1219 | Switch, Low Pressure, Preset Value: 0-6 Bar | 0 | 0 | 0 | unit/s | WH - Extn B | CENPRI
78 | Manila |  |  | AUX-PAR_1220 | Switch, High Pressure, Preset Value: 2 Bar | 0 | 0 | 0 | unit/s | WH - Extn B | CENPRI
79 | Manila |  |  | AUX-PAR_1221 | Alfa Laval Heatpac with Control System, Capacity: 24kW, Volyage: 400, 440 V AC, Max Pressure: 22.5 Bar, Test Pressure: 15 Bar, Max Working Temp: 160 deg. C, With Temperature Sensor: PT100 & Temperature Switch | 421200 | 0 | 432000 | unit/s | WH - Extn B | CENPRI
80 | Manila |  |  | AUX-PAR_1222 | 3 Way Valve DN40 | 0 | 0 | 0 | pc/s | WH - Extn B | CENPRI
81 | Manila |  |  | AUX-PAR_1223 | Bellows, Expansion, 10" x 120mm, Fabricated | 15900 | 1 | 15900 | pc/s | WH - Rm3 | CENPRI | Rack - G2
82 | Local |  |  | AUX-PAR_1224 | Belt, A-31 | 110 | 0 | 110 | pc/s
83 | Local |  |  | AUX-PAR_1225 | Bearing, Ball, 6201-2ZR | 85 | 0 | 85 | pc/s
84 | Local |  |  | AUX-PAR_1226 | Bearing, Ball, 6202 | 90 | 0 | 90 | pc/s
85 | Local |  |  | AUX-PAR_1227 | Seal, Oil, 23mm x 12mm x 7mm, 109620N | 140 | 0 | 140 | pc/s
86 | Local |  |  | AUX-PAR_1228 | Seal, Oil, 29mm x 15mm x 7mm, 100479N | 292 | 0 | 292 | pc/s
87 | Manila |  |  | AUX-PAR_1229 | Gauge, Pressure, 2" Dial Face, SS Material, NPT 1/4" Bottom Connection, 0-160 Bars, Model: 50-1008SL-02L | 6400 | 0 | 6400 | pc/s
88 | Manila |  |  | AUX-PAR_1231 | Rubber Metal Cushion, Set of Spare For Drive, Westfalia Separator, 0021-3147-750 | 0 | 0 | 0 | pc/s | WH - Rm3 | CENPRI
89 | Manila |  |  | AUX-PAR_1232 | Drive Belt, Set of Spare For Drive, Westfalia Separator, 0021-2943-890 | 0 | 0 | 0 | pc/s | WH - Rm3 | CENPRI
90 | Manila |  |  | AUX-PAR_1233 | Bearing , Ball, Grooved, Set of Spare For Drive, Westfalia Separator, 0011-6208-000 | 0 | 0 | 0 | pc/s | WH - Rm3 | CENPRI | Rack - B4
91 | Manila |  |  | AUX-PAR_1234 | Bearing, Ball, Angular Contact, Set of Spare For Drive, Westfalia Separator, 0011-7305-100 | 0 | 0 | 0 | pc/s | WH - Rm3 | CENPRI | Rack - B4
92 | Manila |  |  | AUX-PAR_1235 | Bearing, Ball, Grooved, Set of Spare For Drive, Westfalia Separator, 0011-6011-370 | 0 | 0 | 0 | pc/s | WH - Rm3 | CENPRI
93 | Manila |  |  | AUX-PAR_1236 | Gasket, Set of Spare For Drive, Westfalia Separator, 0007-2646-750 | 0 | 0 | 0 | pc/s | WH - Rm3 | CENPRI
94 | Manila |  |  | AUX-PAR_1237 | Gasket, Set of Spare For Drive, Westfalia Separator, 0007-2599-750 | 0 | 0 | 0 | pc/s | WH - Rm3 | CENPRI
95 | Manila |  |  | AUX-PAR_1238 | Gasket, Set of Spare for Bowl, Westfalia Separator, 0007-3349-840 | 0 | 0 | 0 | pc/s | WH - Rm3 | CENPRI
96 | Manila |  |  | AUX-PAR_1239 | Screw, Allen, Set of Spare for Bowl, Westfalia Separator, 0019-6122-400 | 0 | 0 | 0 | pc/s | WH - Rm3 | CENPRI
97 | Manila |  |  | AUX-PAR_1240 | Gasket, Set of Spare for Bowl, Westfalia Separator, 0007-3469-750 | 0 | 0 | 0 | pc/s | WH - Rm3 | CENPRI
98 | Manila |  |  | AUX-PAR_1241 | Gasket, Set of Spare for Bowl, Westfalia Separator, 0007-3470-750 | 0 | 0 | 0 | pc/s | WH - Rm3 | CENPRI
99 | Manila |  |  | AUX-PAR_1242 | Gasket, Set of Spare for Bowl, Westfalia Separator, 0007-2420-750 | 0 | 0 | 0 | pc/s | WH - Rm3 | CENPRI
100 | Manila |  |  | AUX-PAR_1243 | Gasket, Set of Spare for Bowl, Westfalia Separator, 0007-2393-750 | 0 | 0 | 0 | pc/s | WH - Rm3 | CENPRI
101 | Manila |  |  | AUX-PAR_1244 | Gasket, Set of Spare for Bowl, Westfalia Separator, 0007-2601-750 | 0 | 0 | 0 | pc/s | WH - Rm3 | CENPRI
102 | Manila |  |  | AUX-PAR_1245 | Gasket, Set of Spare for Bowl, Westfalia Separator, 0007-3348-840 | 0 | 0 | 0 | pc/s | WH - Rm3 | CENPRI
103 | Manila |  |  | AUX-PAR_1246 | Gasket, Set of Spare for Bowl, Westfalia Separator, 0007-2572-750 | 0 | 0 | 0 | pc/s | WH - Rm3 | CENPRI
104 | Manila |  |  | AUX-PAR_1247 | Gasket, Set of Spare for Bowl, Westfalia Separator, 0007-2608-750 | 0 | 0 | 0 | pc/s | WH - Rm3 | CENPRI
105 | Manila |  |  | AUX-PAR_1248 | Gasket, Set of Spare for Bowl, Westfalia Separator, 0007-1861-750 | 0 | 0 | 0 | pc/s | WH - Rm3 | CENPRI
106 | Manila |  |  | AUX-PAR_1249 | Gasket, Set of Spare for Bowl, Westfalia Separator, 0007-2944-750 | 0 | 0 | 0 | pc/s | WH - Rm3 | CENPRI
107 | Manila |  |  | AUX-PAR_1251 | Gasket, Top Cover, Westfalia Separator, 0007-1936-750 | 0 | 0 | 0 | pc/s | WH - Rm3 | CENPRI
108 | Manila |  |  | AUX-PAR_1252 | Flow Meter, Top Cover, Westfalia Separator, 0-4000L/hr | 5944.5 | 0 | 5944.5 | pc/s | WH - Rm3 | CENPRI
109 | Manila |  |  | AUX-PAR_1253 | Gasket, Top Cover, Westfalia Separator, 0007-2620-750 | 0 | 0 | 0 | pc/s | WH - Rm3 | CENPRI
110 | Manila |  |  | AUX-PAR_1254 | Gauge, Pressure, Top Cover, Westfalia Separator, 0001-0279-600 | 2201 | 0 | 2201 | pc/s | WH - Rm3 | CENPRI
111 | Manila |  |  | AUX-PAR_1255 | Gasket, Set of Spare for Bowl, Westfalia Separator, 0007-2124-750 | 0 | 0 | 0 | pc/s | WH - Rm3 | CENPRI
112 | Manila |  |  | AUX-PAR_1256 | Set of Spare for Bowl, Westfalia Separator OSC15-0136 | 20433.6 | 0 | 20433.6 | set/s | WH - Rm3 | CENPRI
113 | Manila |  |  | AUX-PAR_1257 | Set of Spare for Drive, Westfalia Separator OSC15-0136 | 57870 | 0 | 57870 | set/s | WH - Rm3 | CENPRI
114 | Local |  |  | AUX-PAR_1258 | Seal, Mechanical, Type 300, Carbon Ceramic, ID 1/2", OD 1" | 318.75 | 1 | 325 | pc/s | WH - Rm3 | CENPRI | Rack - F2
115 | Local |  |  | AUX-PAR_1261 | Seal, Oil, 22mm x 32mm x 7mm | 388 | 0 | 388 | pc/s
116 | Manila |  |  | AUX-PAR_1262 | Adapter, Male Hydraulic Hose Fitting, Stainless, 3/4" NPT, Material: SS304 | 890 | 24 | 890 | pc/s | WH - Rm3 | CENPRI | Rack - B4
117 | Manila |  |  | AUX-PAR_1263 | Adapter, Male Hydraulic Hose Fitting, Stainless, 1/4" NPT, Material: SS304 | 500 | 24 | 500 | pc/s | WH - Rm3 | CENPRI | Rack - B4
118 | Manila |  |  | AUX-PAR_1264 | Nipple, Hydraulic Hose, Stainless, 3/4" NPT, Material: SS304 | 680 | 24 | 680 | pc/s | WH - Rm3 | CENPRI | Rack - B4
119 | Manila |  |  | AUX-PAR_1265 | Nipple, Hydraulic Hose, Stainless, 1/4" NPT, Material: SS304 | 255 | 24 | 255 | pc/s | WH - Rm3 | CENPRI | Rack - B4
120 | Manila |  |  | AUX-PAR_1266 | Bushing, Adapter Reducer, Hydraulic Hose, Stainless, 1/2" NPT x 1/4" NPT, Material: SS304 | 395 | 48 | 395 | pc/s | WH - Rm3 | CENPRI | Rack - B4
121 | Manila |  |  | AUX-PAR_1267 | Coupling, Hose Fitting, Stainless, 3/4" NPT, Material: SS304 | 1160 | 24 | 1160 | pc/s | WH - Rm3 | CENPRI | Rack - B4
122 | Local |  |  | AUX-PAR_1268 | Valve, Gate, 1-1/4", SS, Threaded | 2500 | 0 | 2500 | pc/s
123 | Local |  |  | AUX-PAR_1269 | Bearing, Ball, 6310 N/C3, w/ Snap Ring | 1367.5 | 1 | 1400 | pc/s | WH - Rm3 | CENPRI | Rack - B4
124 | Local |  |  | AUX-PAR_1270 | Bearing, Ball, 6410 C3 | 1764 | 1 | 1764 | pc/s | WH - Rm3 | CENPRI | Rack - B4
125 | Local |  |  | AUX-PAR_1271 | Washer, Flat, Fibra Phenolic, Fabricated, OD:90, ID:50, Thickness:8mm | 450 | 0 | 450 | pc/s
126 | Local |  |  | AUX-PAR_1272 | Coupling For Jacket Water, Pipe Vent Pipe, Fabricated | 0 | 0 | 0 | pc/s
127 | Local |  |  | AUX-PAR_1273 | Coupling For Jacket Water, Expansion Line, Fabricated | 0 | 0 | 0 | pc/s
128 | Local |  |  | AUX-PAR_1274 | Hydraulic Hose, 1/4" x 24", Simplex, Fitting Straight Female Fitting, Single Wire Heat, 18MPA, 100 deg Cent. | 572 | 0 | 572 | assy/s
129 | Local |  |  | AUX-PAR_1275 | Compensator/ Expansion Joint, Metal Bellows , Fabricated, ID: 265mm Dia., OD: 345mm Dia., Bolt center: 305mm Dia., Overall Length: 12mm, Flange thickness: 18mm, No. of Bolt Holes: 8-15mm Dia., Convolution: 4 Waves | 85120 | 1 | 85120 | pc/s | WH - Rm3 | CENPRI
130 | Local |  |  | AUX-PAR_1276 | Compensator/ Expansion Joint, Metal Bellows , Fabricated, ID: 655mm Dia., ID: 850mm Dia., Thickness: 18mm, Belows: 1.0mm Thick, Convolution: 6 Waves | 222068 | 1 | 222068 | pc/s | WH - Rm3 | CENPRI
131 | Local |  |  | AUX-PAR_1277 | Gauge, Pressure, 0-100 PSI, Dial Face - 2", 1/4 NPT, Back Mounted | 120 | 0 | 120 | pc/s
132 | Manila |  |  | AUX-PAR_1278 | Gauge, Pressure, 2-1/2" Dial Face, SS Material, NPT 1/4" Bottom Connection, Oil Filed, 0-100 PSI | 1456 | 0 | 1456 | pc/s
133 | Manila |  |  | AUX-PAR_1279 | Gauge, Pressure, 2-1/2" Dial Face, SS Material, NPT 1/4" Bottom Connection, Oil Filed, 0-300 PSI | 1456 | 0 | 1456 | pc/s
134 | Manila |  |  | AUX-PAR_1280 | Gauge, Pressure, 2-1/2" Dial Face, SS Material, NPT 1/4" Bottom Connection, Oil Filed, 0-1000 PSI | 1456 | 0 | 1456 | pc/s
135 | Local |  |  | AUX-PAR_1281 | Bearing, 6307 | 380 | 0 | 380 | pc/s | WH - Rm3 | CENPRI | Rack - B4
136 | Local |  |  | AUX-PAR_1282 | Bearing, Ball, 6309-2Z | 733 | 0 | 733 | pc/s
137 | Local |  |  | AUX-PAR_1283 | Ring Gasket, Jacket Water Cooler, Fabricated | 1600 | 6 | 1600 | pc/s | WH - Rm3 | CENPRI | Rack - F2
138 | Local |  |  | AUX-PAR_1284 | Meter, Water, 1/2"dia | 850 | 0 | 850 | pc/s
139 | Local |  |  | AUX-PAR_1285 | Bearing, Ball, 6312 RZ | 2905 | 0 | 2905 | pc/s
140 | Local |  |  | AUX-PAR_1286 | Bushing, Adapter Straight Reducing, 150 PSI, 1" x 3/4" (M x F NPT), SS | 140 | 0 | 140 | pc/s | WH - Rm3 | CENPRI | Rack - B1
141 | Local |  |  | AUX-PAR_1287 | Nipple, Pipe, Threaded, 304 SS, Sch.40, 1" x 5" | 168 | 0 | 168 | pc/s | WH - Rm3 | CENPRI | Rack - C1
142 | Local |  |  | AUX-PAR_1288 | Bushing, SS, 3/4" X 1/4" | 0 | 0 | 0 | pc/s | WH - Rm3 | CENPRI | Rack - B1
143 | Local |  |  | AUX-PAR_1289 | Bushing, SS, 1/4" X 1/8" | 0 | 0 | 0 | pc/s | WH - Rm3 | CENPRI | Rack - B1
144 | Local |  |  | AUX-PAR_1290 | Nipple, Pipe, Threaded, 304 SS, Sch.40, 1" x 6" | 168 | 0 | 168 | pc/s | WH - Rm3 | CENPRI | Rack - C1
145 | Local |  |  | AUX-PAR_1291 | Seal, Oil, 35mm x 52mm x 7mm dia., 480037N | 100 | 0 | 100 | pc/s | WH - Rm3 | CENPRI | Rack - C1
146 | Local |  |  | AUX-PAR_1292 | Impeller Guide | 780 | 0 | 780 | pc/s | WH - Rm3 | CENPRI | Rack - D1
147 | Local |  |  | AUX-PAR_1293 | O-ring, 3.53 x 22.23, 0.139 x 0.875 x 21.82 mm | 63 | 0 | 63 | pc/s | WH - Rm3 | CENPRI | Rack - D1
148 | Local |  |  | AUX-PAR_1294 | O-ring, 1.78 x 27, 0.070 x 1.063 x 26.70 mm GA | 36 | 0 | 36 | pc/s | WH - Rm3 | CENPRI | Rack - D1
149 | Local |  |  | AUX-PAR_1295 | O-ring, 1.78 x 3.18, 0.070 x 0.125 x 2.9 GAPM | 22.5 | 0 | 22.5 | pc/s | WH - Rm3 | CENPRI | Rack - D1
150 | Local |  |  | AUX-PAR_1296 | O-ring, 2 x 30, GAPMTA VITON | 72 | 0 | 72 | pc/s | WH - Rm3 | CENPRI | Rack - D1
151 | Local |  |  | AUX-PAR_1297 | O-ring, 3mm x 15mm, (as per sample) | 12 | 0 | 12 | pc/s | WH - Rm3 | CENPRI | Rack - D1
152 | Local |  |  | AUX-PAR_1298 | O-ring, 2mm x 11mm, (as per sample) | 18 | 0 | 18 | pc/s | WH - Rm3 | CENPRI | Rack - D1
153 | Manila |  |  | AUX-PAR_1299 | Triac, Alfa Laval Heatpac, 380VAC, Part No: 3183034211 | 40000 | 1 | 40000 | unit/s | WH - Rm3 | CENPRI | Rack - B4
154 | Manila |  |  | AUX-PAR_1300 | Gauge, Pressure, 4-1/2" Dial Face, 1/2" NPT, 0-1600 Bar, Model: 451109SD-04L-XLL | 38500 | 1 | 38500 | pc/s | WH - Rm3 | CENPRI | Rack - B4
155 | Manila |  |  | AUX-PAR_1301 | Sheet, Screen, SS T304, Perforated, 1.0 mm thick x 5 mm dia x 4ft x 8ft | 6000 | 0 | 6000 | sht/s | WH - Rm3 | CENPRI | Pallet Rack
156 | Local |  |  | AUX-PAR_1302 | O-ring, 2 x 30 mm, as per sample | 12 | 0 | 12 | pc/s | WH - Rm3 | CENPRI | Rack - D2
157 | Local |  |  | AUX-PAR_1303 | O-ring, 2 X 25 mm, as per sample | 12 | 0 | 12 | pc/s | WH - Rm3 | CENPRI | Rack - D2
158 | Local |  |  | AUX-PAR_1304 | O-ring, 2 X 2 mm, as per sample | 8 | 0 | 8 | pc/s | WH - Rm3 | CENPRI | Rack - D2
159 | Local |  |  | AUX-PAR_1305 | O-ring, 2 X 24 mm, as per sample | 12 | 0 | 12 | pc/s | WH - Rm3 | CENPRI | Rack - D2
160 | Local |  |  | AUX-PAR_1307 | Seal, Oil, Flange Grease, 17387 CR | 430 | 0 | 430 | pc/s | WH - Rm3 | CENPRI | Rack - F2
161 | Local |  |  | AUX-PAR_1308 | Bearing, Ball, 3208 ATNC9/C3 | 3054.5 | 0 | 3054.5 | pc/s | WH - Rm3 | CENPRI
162 | Local |  |  | AUX-PAR_1309 | Seal, Mechanical, Single Spring Type, Carbon vs Ceramic, OD 66mm x ID 48mm x 63mm | 11300 | 0 | 11300 | assy/s | WH - Rm3 | CENPRI | Rack - F2
163 | Local |  |  | AUX-PAR_1310 | Hose, Pneumatic, 10 Bars Capacity, 8mm Dia | 82 | 0 | 82 | mtr/s | WH - Rm3 | CENPRI | Rack - B4
164 |  |  |  | BUI-HAR_1004 | Bar, Angle, MS, 1/4" x 2" x 2" x 20 ft | 656.34 | 0 | 1053.4 | lgth/s
165 | Local |  |  | BUI-HAR_1005 | Bar, Angle, MS, 1/4" x 2" x 20 | 0 | 0 | 0 | lgth/s
166 | Local |  |  | BUI-HAR_1008 | Bar, Angle, MS, 1/4" x 3" x 3" | 912.25 | 0 | 1824.5 | lgth/s
167 |  |  |  | BUI-HAR_1010 | Bar, Flat, MS, 3/16" x 1" x 20 | 118.4 | 0 | 236.8 | lgth/s
168 | Local |  |  | BUI-HAR_1011 | Bar, Flat, MS, 4mm x 1" x 20 | 131.6 | 6 | 158 | lgth/s
169 |  |  |  | BUI-HAR_1014 | Bolt, Expansion, 3/8" | 11.785 | 68 | 12 | pc/s | WH - Rm3 | CENPRI | Rack - F4
170 | Local |  |  | BUI-HAR_1015 | Bolt, Expansion, 1/2" | 12.125 | 1 | 24.25 | pc/s | WH - Rm3 | CENPRI | Rack - F3
171 | Local |  |  | BUI-HAR_1018 | Bolt, Hex, Full Thread, Complete, Grade 5, M12 x 30mm x 1.75 Pitch | 0 | 0 | 0 | set/s | WH - Rm3 | CENPRI | Rack - F3
172 | Local |  |  | BUI-HAR_1019 | Bolt, Hex, Full Thread, Complete, Grade 5, M12 x 40mm x 1.75 Pitch | 0 | 0 | 0 | set/s
173 | Local |  |  | BUI-HAR_1024 | Bolt, Hex, Full Thread, Complete, M12 x 35mm x 1.75 Pitch | 0 | 0 | 0 | set/s
174 | Local |  |  | BUI-HAR_1032 | Bolt, Hex, Half Thread, Complete, M16 x 90mm x 1.95 Pitch | 0 | 697 | 0 | set/s | WH - Rm3 | CENPRI | Rack - P2
175 | Local |  |  | BUI-HAR_1033 | Bolt, Hex, Half Thread, Complete, M20 x 100mm x 1.75 Pitch | 27 | 0 | 54 | pc/s
176 | Local |  |  | BUI-HAR_1037 | Bolt, Hex, Half Thread, M22 x 100mm | 0 | 0 | 0 | pc/s | WH - Rm3 | CENPRI
177 | Local |  |  | BUI-HAR_1065 | Hinges, 4" x 4" | 37 | 6 | 39 | set/s | WH - Rm3 |  | Rack - C4
178 |  |  |  | BUI-HAR_1068 | Bolt, Hex, Half Thread, SS, Complete, 5/8" x 5" | 91 | 0 | 91 | set/s | WH - Rm3 | CENPRI | Rack - F2
179 | Local |  |  | BUI-HAR_1069 | Bolt, High Tensile, Full Thread, M16 x 80 mm x 2.0 Pitch | 32 | 40 | 32 | pc/s | WH - Rm3 | CENPRI | Rack - F3
180 | Local |  |  | BUI-HAR_1070 | Bolt, High Tensile Full Thread, With Nut, 3/8 Inch x 1-1/4 Inch Long | 6 | 0 | 6 | set/s | WH - Rm3 | CENPRI
181 | Local |  |  | BUI-HAR_1071 | Washer, Plain, BI, 1" | 8 | 0 | 8 | pc/s | WH - Rm3 | CENPRI
182 | Local |  |  | BUI-HAR_1072 | Washer, Lock , BI, 1" | 5 | 0 | 5 | pc/s | WH - Rm3 | CENPRI
183 | Local |  |  | BUI-HAR_1073 | Bolt, Hex, Full Thread, High Tensile, w/ Nut, M8 x 25mm x 1.25 Pitch | 3.2 | 0 | 3.2 | set/s | WH - Rm3 | CENPRI
184 | Local |  |  | BUI-HAR_1074 | Barbed Wire, 150m/roll | 1471 | 0 | 1471 | roll/s | WH - Rm3 | CENPRI
185 | Local |  |  | BUI-HAR_1075 | Bar, Flat, MS, 4.5mm x 1-1/2" x 20 | 440.8 | 0 | 440.8 | lgth/s | WH - Bldg. | CENPRI
186 | Local |  |  | BUI-HAR_1076 | Bolt, High Tensile, Full Thread, With Lock Washer, M12 x 35 mm x 1.75 Pitch | 6.5 | 160 | 6 | set/s | WH - Rm3 | CENPRI | Rack - F3
187 | Local |  |  | BUI-HAR_1077 | Bolt, Hex, Half Thread, With Lock Washer, M14 x 80m m x 1.5 Pitch (w/o nut) | 28 | 0 | 28 | set/s
188 | Local |  |  | BUI-HAR_1079 | Nut, High Tensile, M22 x 2.5 Pitch | 12.3 | 0 | 12.3 | pc/s | WH - Rm3 | CENPRI
189 | Local |  |  | BUI-HAR_1081 | Bolt, Hex, Half Thread, Complete, M27 x 100mm x 3.5 Pitch | 0 | 0 | 0 | set/s | WH - Rm3 | CENPRI
190 | Local |  |  | BUI-HAR_1082 | Bolt, Hex, Half Thread, M27 x 100mm x 3.5 Pitch | 0 | 6 | 0 | pc/s | WH - Rm3 | CENPRI | Rack - P1
191 |  |  |  | BUI-HAR_1083 | Bolt, Hex, Full Thread, High Tensile, Grade 8.8, Complete w/ Nut and Washer M16 x 55mm | 19.75 | 0 | 19.75 | set/s | WH - Rm3 | CENPRI
192 | Local |  |  | BUI-HAR_1084 | Bolt, Hex, Half Thread, Complete, M25 x 100mm | 0 | 5 | 0 | set/s | WH - Rm3 | CENPRI | Rack - P1
193 | Local |  |  | BUI-HAR_1085 | Bolt, Hex, Full Thread, M10 x 15mm | 0 | 57 | 0 | pc/s | WH - Rm3 | CENPRI | Rack - P1
194 | Local |  |  | BUI-HAR_1086 | Nut, M10 | 0 | 47 | 0 | pc/s | WH - Rm3 | CENPRI | Rack - P1
195 | Local |  |  | BUI-HAR_1088 | Bolt, Allen, Half Thread, M12 x 50mm | 0 | 29 | 0 | pc/s | WH - Rm3 | CENPRI | Rack - P1
196 |  |  |  | BUI-HAR_1089 | Bolt, Full Thread, SS, Complete, M12 x 65mm | 35 | 0 | 35 | set/s | WH - Rm3 | CENPRI | Rack - D2
197 | Local |  |  | BUI-HAR_1090 | Bolt, Hex, Half Thread, M30 x 110mm | 0 | 6 | 0 | pc/s | WH - Rm3 | CENPRI | Rack - P1
198 | Local |  |  | BUI-HAR_1091 | Bolt, Hex, Full Thread, w/ Nut, M8 x 50mm | 5 | 0 | 5 | set/s | WH - Rm3 | CENPRI
199 | Local |  |  | BUI-HAR_1092 | Bolt, Hex, Full Thread, M8 x 30mm | 0 | 43 | 0 | pc/s | WH - Rm3 | CENPRI | Rack - P2
200 | Local |  |  | BUI-HAR_1093 | Bolt, Stud, Complete, M10 x 45mm x 1.5 Pitch, with Lock Washer | 7 | 0 | 7 | set/s | WH - Rm3 | CENPRI
201 | Local |  |  | BUI-HAR_1094 | Nut, M8 x 1.25 pitch | 1 | 0 | 1 | pc/s | WH - Rm3 | CENPRI
202 | Local |  |  | BUI-HAR_1095 | Hinges, 2" x 3" | 24.5 | 0 | 31 | set/s
203 | Local |  |  | BUI-HAR_1097 | Bolt, Hex, W/ Washer, Full Thread, M16 x 70mm x 2.0 Pitch | 22.5 | 0 | 22.5 | set/s
204 | Local |  |  | BUI-HAR_1098 | Bolt, Hex, W/ Washer, Full Thread, M14 x 40mm x 2.0 Pitch | 12.5 | 0 | 12.5 | set/s
205 | Local |  |  | BUI-HAR_1099 | Bolt, Hex, High Tensile, W/ Lock Washer, Full Thread, M12 x 40mm X 1.75mm Pitch | 7.475 | 50 | 6.45 | set/s | WH - Rm3 | CENPRI | Rack - F4
206 | Local |  |  | BUI-HAR_1100 | Bolt, Hex, W/ Washer, Half Thread, M8 x 65mm, per Sample | 5 | 0 | 5 | set/s
207 | Local |  |  | BUI-HAR_1101 | Bolt, Hex, W/ Washer, Full Thread, SS, M16 x 75mm x 2.0 Pitch | 75 | 0 | 75 | set/s
208 | Local |  |  | BUI-HAR_1102 | Bolt, Hex, W/ Washer, Full Thread, SS, M14 x 50mm x 2.0 Pitch | 59.5 | 0 | 59.5 | set/s
209 | Manila |  |  | BUI-HAR_1103 | Bolt, Stud, High Tensile, M12 x 65mm x 1.75 Pitch, w/ Nut and Lock Washer | 336 | 50 | 336 | set/s | WH - Rm3 | CENPRI | Rack - F3
210 | Manila |  |  | BUI-HAR_1104 | Bolt, Stud, High Tensile, M12 x 60mm x 1.75 Pitch, w/ Nut and Lock Washer | 216 | 140 | 216 | set/s | WH - Rm3 | CENPRI | Rack - F3
211 | Local |  |  | BUI-HAR_1105 | Bolt, High Tensile, Full Thread, M16 x 80 mm x 2.0 Pitch, w/ Plain Washer and Nut | 32 | 0 | 32 | set/s
212 | Manila |  |  | BUI-HAR_1106 | Bolt, Hex, Full Thread, Complete, High Tensile, M20 x 90mm x 2.5 Pitch, w/ Plain Washer & Nut | 55 | 0 | 55 | set/s
213 | Local |  |  | BUI-HAR_1107 | Bolt, Hex, Full Thread, SS, w/Nut, Plain Washer, & Lock Washer, 3/4" x 3" | 98 | 0 | 98 | set/s
214 | Local |  |  | BUI-HAR_1108 | Bolt, Hex, Full Thread, SS, w/Nut, Plain Washer, & Lock Washer, 16 x 40mm x 2.0 pitch | 50.4 | 0 | 50.4 | set/s
215 | Local |  |  | BUI-HAR_1109 | Bolt, Hex, Full Thread, SS, w/Nut, Double Plain Washer, & Lock Washer, 12 x 40mm x 1.75 pitch | 26.5 | 0 | 26.5 | set/s
216 | Local |  |  | BUI-HAR_1110 | Bolt, Hex, Full Thread, SS, w/Nut, Double Plain Washer, & Lock Washer, 10 x 40mm x 1.50 pitch | 17.55 | 0 | 17.55 | set/s
217 | Local |  |  | BUI-HAR_1111 | Bolts, Machined, High Tensile, Full Thread, Complete, ASTM A325 Type 3, 3/4" dia x 4" long | 60 | 0 | 60 | set/s | WH - Rm3 | CENPRI
218 | Local |  |  | BUI-HAR_1112 | Barbed Wire, 120m/roll | 1471 | 3 | 1471 | roll/s | WH - Rm3 | CENPRI
219 | Local |  |  | BUI-HAR_1113 | Bar, Angle, MS, 1/8" x 1" x 20 ft | 213 | 0 | 213 | lgth/s | WH - Bldg. | CENPRI
220 | Local |  |  | BUI-HAR_1114 | Bolt, Hex, Full Thread, M22 x 120mm | 0 | 0 | 0 | pc/s | WH - Rm3 | CENPRI
221 | Local |  |  | BUI-HAR_1115 | Bolt, Hex, Full Thread, M19 x 178mm | 0 | 0 | 0 | pc/s | WH - Rm3 | CENPRI
222 | Local |  |  | BUI-HAR_1116 | Nut, M25 | 0 | 39 | 0 | pc/s | WH - Rm3 | CENPRI | Rack - P1
223 | Local |  |  | BUI-HAR_1117 | Bolt, Hex, Full Thread, Grade 8.8, M12 x 30mm | 0 | 230 | 0 | pc/s | WH - Rm3 | CENPRI | Rack - P1
224 | Local |  |  | BUI-HAR_1118 | Bolt, Allen, Full Thread, M8 x 20mm | 0 | 44 | 0 | pc/s | WH - Rm3 | CENPRI | Rack - P1
225 | Manila |  |  | BUI-HAR_1119 | Bolt, Stud, High Tensile, w/Nut & Lock Washer, M16 x 90mm x 2.0 Pitch | 69.55 | 25 | 69.55 | set/s | WH - Rm3 | CENPRI | Rack - F4
226 | Local |  |  | BUI-HAR_1120 | Bolt, Full Thread, M6 x 15mm | 10.75 | 0 | 2 | pc/s
227 | Local |  |  | BUI-HAR_1121 | Bolt, Hex, HT, Full Thread, With Nut and Lock Washer, M20 x 75mm x 2.5 Pitch, G-8.8 | 40 | 20 | 40 | set/s | WH - Rm3 | CENPRI | Rack - F4
228 | Local |  |  | BUI-HAR_1122 | Bolt, Hex, Full Thread, High Tensile, With Nut, Lock Washer & Plaine Washer, M16 x 80mm | 32 | 0 | 32 | set/s
229 | Local |  |  | BUI-HAR_1123 | Bolt, Hex, Half Thread, High Tensile, With Nut, Lock Washer & Plaine Washer, M20 x 90mm | 60 | 0 | 60 | set/s
230 | Local |  |  | BUI-HAR_1124 | Bolt, Hex, Half Thread, High Tensile, With Nut, Lock Washer & Plain Washer, 1" x 4" | 120 | 0 | 120 | set/s
231 | Local |  |  | BUI-HAR_1125 | Bolt, Hex, Half Thread, High Tensile, Complete, with Double Washer, M12 x 55mm x 1.75 Pitch | 14 | 0 | 14 | set/s | WH - Rm3 | CENPRI | Rack - F3
232 | Local |  |  | BUI-MAT_1017 | Bar, Steel, Deformed/Corrugated, 10mm | 84.8417 | 9 | 121.2 | lgth/s
233 | Local |  |  | BUI-MAT_1018 | Bar, Steel, Deformed/Corrugated, 12mm x 20 ft | 89.3167 | 0 | 174.8 | lgth/s | WH - Bldg. | CENPRI
234 | Local |  |  | BUI-MAT_1020 | Block, Hollow, 4" x 8" x 16" | 10.25 | 0 | 14 | pc/s
235 |  |  |  | BUI-MAT_1023 | Cement | 141.2357 | -8 | 201 | bag/s | WH - Bldg. | CENPRI
236 | Local |  |  | BUI-MAT_1027 | Door, Flush, With Lipping, 2100mm Height, 700mm Width, 40mm Thickness | 583.3333 | 1 | 1750 | pc/s | WH - Rm3 | CENPRI | Wall
237 | Local |  |  | BUI-MAT_1028 | Door, Jamb | 600 | 0 | 1200 | set/s
238 | Local |  |  | BUI-MAT_1029 | Door, Knob | 136.6667 | 3 | 205 | pc/s
239 | Local |  |  | BUI-MAT_1030 | Door, Panel, 2.10m x 0.90m | 1995 | 3 | 3990 | pc/s | WH - Rm3 | CENPRI
240 | Local |  |  | BUI-MAT_1034 | Louvers, Metal, 2m x 1m | 1138.365 | 0 | 0 | pc/s
241 |  |  |  | BUI-MAT_1042 | Panels, Colored, Super Rib Deck (Roof) 0.5mm x 1.220m x L.S | 157.5 | 0 | 315 | sht/s
242 | Local |  |  | BUI-MAT_1049 | Plate, Plain, MS, A36, 1/2" x 4 x 8 | 5519.35 | 0 | 11038.7 | sht/s
243 | Local |  |  | BUI-MAT_1052 | Plywood, Ordinary, 3/8" x 4 ft x 8 ft | 285 | 0 | 570 | sht/s | WH - Bldg. | CENPRI
244 | Local |  |  | BUI-MAT_1054 | Plywood, Ordinary, 1/2" x 4 ft x 8 ft | 498.0744 | 5 | 635 | sht/s | WH - Bldg. | CENPRI
245 | Local |  |  | BUI-MAT_1056 | Plywood, Ordinary, 3/4" x 4 x 8 | 422 | 0 | 844 | sht/s
246 |  |  |  | BUI-MAT_1060 | Sand, Mixing | 584.8958 | -1 | 850 | cu.m
247 |  |  |  | BUI-MAT_1064 | Sheet, Plain, 0.4mm x 4 x 8 | 247.5 | 0 | 495 | sht/s
248 | Local |  |  | BUI-MAT_1065 | Sheet, Plain, 1 mm x 4 ft x 8 ft | 368.375 | 1 | 709 | sht/s | WH - Bldg. | CENPRI
249 | Local |  |  | BUI-MAT_1070 | Stone, Crushed/Cracked, 3/4" | 750 | 0 | 1500 | cu.m
250 |  |  |  | BUI-MAT_1083 | Sheet, GI, Corrugated, 10 feet x 32" x Gauge 0.4 | 413.4 | -3 | 413.4 | sht/s | WH - Bldg. | CENPRI
251 |  |  |  | BUI-MAT_1084 | Beam, H, 25lbs, 6" x 6" x 20 | 11800 | 0 | 11800 | lgth/s | WH - Bldg. | CENPRI
252 |  |  |  | BUI-MAT_1085 | Purlins, C, 1.0mm x 2" x 3" x 20 ft | 347.9667 | -7 | 329.3 | lgth/s | WH - Bldg. | CENPRI
253 | Local |  |  | BUI-MAT_1086 | Channel, C, 6mmT x 2" x 6" x 20 ft | 5508 | -4 | 5010 | lgth/s | WH - Bldg. | CENPRI
254 |  |  |  | BUI-MAT_1087 | Purlins, C, 1.0mm x 2" x 6" x 20 ft | 421.8 | -9 | 462.4 | lgth/s | WH - Bldg. | CENPRI
255 |  |  |  | BUI-MAT_1089 | Sheet, GI, Plain, 0.5mm x 4 x 8 | 455.6667 | 0 | 407 | sht/s | WH - Bldg. | CENPRI
256 |  |  |  | BUI-MAT_1090 | Sheet, GI, Corrugated, 6 feet x 90 cm x Gauge 0.4 | 241.5 | 0 | 244.5 | sht/s | WH - Bldg. | CENPRI
257 |  |  |  | BUI-MAT_1091 | Wire, Mesh, 4 cm x 4 ft x 8 ft | 355 | 0 | 355 | sht/s | WH - Bldg. | CENPRI
258 |  |  |  | BUI-MAT_1092 | Sheet, Plain, Aluminum, 4 ft x 8 ft x Gauge 0.6mm | 1150 | 0 | 1150 | sht/s | WH - Bldg. | CENPRI
259 |  |  |  | BUI-MAT_1093 | Elbow, Threaded, PVC, 90 deg x 1" dia. | 15.1 | 0 | 16 | pc/s | WH - Rm3 | CENPRI | Rack - B3
260 |  |  |  | BUI-MAT_1094 | Elbow, Threaded, PVC, 90 deg x 1/2" dia. | 9.275 | 0 | 10.6 | pc/s | WH - Rm3 | CENPRI | Rack - E3
261 | Local |  |  | BUI-MAT_1097 | P-Trap, PVC, 2" | 38 | 2 | 76 | pc/s | WH - Rm3 | CENPRI | Wall
262 |  |  |  | BUI-MAT_1100 | Bolt, High Tensile, Full Thread, Complete, M24 x 3.0 mm pitch x 70 mm Long | 98 | 0 | 98 | pc/s | WH - Rm3 | CENPRI | Rack - F2
263 |  |  |  | BUI-MAT_1101 | Coupling, Union, GI, 1/ 2" | 45.6 | 0 | 45.6 | pc/s | WH - Rm3 | CENPRI | Rack - E2
264 |  |  |  | BUI-MAT_1102 | Hose Clip, Stainless, 1/2" | 14.75 | 0 | 18 | pc/s | WH - Rm3 | CENPRI | Rack - E2
265 |  |  |  | BUI-MAT_1103 | Hose, Braided w/ Adaptor, 1/2" dia., 1 meter | 32.5 | 0 | 32.5 | lgth/s | WH - Rm1 | CENPRI
266 |  |  |  | BUI-MAT_1104 | Adaptor, Hose, 1/2" NPT Thread | 48 | 0 | 48 | pc/s | WH - Rm3 | CENPRI | Rack - E2
267 |  |  |  | BUI-MAT_1105 | Bolt, Hex, Full Thread, High Tensile, With Nut and Plain Washer, M16 x 55mm x 2.0 Pitch | 17.33 | 0 | 18.75 | set/s | WH - Rm3 | CENPRI | Rack - C3
268 |  |  |  | BUI-MAT_1106 | Bolt, Half Thread, SS, Complete, 5/8" x 5" | 91 | 0 | 91 | set/s | WH - Rm3 | CENPRI | Rack - D2
269 |  |  |  | BUI-MAT_1109 | Flange, Wide, H-beam, 15lbs, 3/8"T x 6" x 6" x 20 ft | 7200 | 0 | 7200 | lgth/s | WH - Bldg. | CENPRI
270 |  |  |  | BUI-MAT_1110 | Plate, SS 304, 4 ft x 8 ft x 0.5 mm | 2027.8667 | 0 | 2051.8 | sht/s | WH - Bldg. | CENPRI
271 |  |  |  | BUI-MAT_1111 | Rock Boulders, Head Size | 800 | 0 | 800 | cu.m |  | CENPRI
272 |  |  |  | BUI-MAT_1113 | Plate, Plain, MS, A36, 5/8" x 4 ft x 8 ft | 16156.4 | 0 | 16156.4 | sht/s | WH - Bldg. | CENPRI
273 |  |  |  | BUI-MAT_1114 | Plate, Plain, MS, ASTM A36, 25mm x 4 ft x 8ft | 26929.1 | 0 | 26929.1 | sht/s | WH - Bldg. | CENPRI
274 |  |  |  | BUI-MAT_1115 | Bar, Steel, Deformed/Corrugated, 20mm x 20 ft | 574.5 | 0 | 574.5 | lgth/s | WH - Bldg. | CENPRI
275 |  |  |  | BUI-MAT_1117 | Pipe, GI, Welded, Sch40, 2" x 20 ft | 1495 | 0 | 1495 | lgth/s | WH - Bldg. | CENPRI
276 |  |  |  | BUI-MAT_1118 | Plate, Plain, MS, A36, 6mm x 4 ft x 8 ft | 6150.7 | 0 | 6150.7 | sht/s | WH - Bldg. | CENPRI
277 |  |  |  | BUI-MAT_1119 | Plate, Plain, MS, 1/8" x 4 ft x 8 ft | 3080 | 0 | 3080 | sht/s | WH - Bldg. | CENPRI
278 |  |  |  | BUI-MAT_1120 | Pipe, BI, Seamless, ASTM A53, Grade 15, Sch80, 6" x 20 ft | 16911.7 | 0 | 16911.7 | lgth/s | WH - Bldg. | CENPRI
279 |  |  |  | BUI-MAT_1121 | Pipe, BI, Seamless, ASTM A53, Grade 15, Sch80, 4" x 20 ft | 8953 | 0 | 8953 | lgth/s | WH - Bldg. | CENPRI
280 | Local |  |  | BUI-MAT_1122 | Bar, Plain Round, 3/4" (19mm) | 556.4 | 1 | 556.4 | lgth/s | WH - Bldg. | CENPRI
281 |  |  |  | BUI-MAT_1123 | Flange, Wide, H-beam, 15lbs, 3/8"T x 4" x 8" x 20 ft | 7082.9 | 0 | 7082.9 | lgth/s | WH - Bldg. | CENPRI
282 |  |  |  | BUI-MAT_1124 | Gravel, 3/4 | 895 | 1 | 1400 | cu.m | WH - Bldg. | CENPRI
283 |  |  |  | BUI-MAT_1125 | Bolt, U, Complete, 1/2" | 12 | 0 | 12 | set/s | WH - Rm3 | CENPRI | Rack - G2
284 |  |  |  | BUI-MAT_1126 | Clamp, Conduit, 1/2" | 15 | 10 | 15 | pc/s | WH - Rm3 | CENPRI | Rack - F3
285 | Local |  |  | BUI-MAT_1127 | Flange, Flat Faced, Fabricated, 8", 6 Holes | 0 | 0 | 0 | pc/s | WH - Rm3 | CENPRI | Rack - M5
286 | Local |  |  | BUI-MAT_1128 | Bolt, Full Thread, High Tensile, Complete, M12 x 40mm x 1.75 Pitch | 7.875 | 0 | 8.25 | set/s | WH - Rm3 | CENPRI | Rack - G2
287 | Local |  |  | BUI-MAT_1129 | Bended, MS Plates (6 ft c 20 ft x 8mm) | 5601.04 | 0 | 5601.04 | sht/s | WH - Bldg. | CENPRI
288 | Manila |  |  | BUI-MAT_1130 | Turnbuckle, Jaw and Eye, Forged Steel, 3/4" x 12" | 750 | 0 | 750 | pc/s | WH - Rm3 | CENPRI | Rack - A4
289 | Manila |  |  | BUI-MAT_1131 | Cable Clips, Wire Rope, Galvanized Heavy Duty, For 9mm Wire Rope | 45 | 0 | 45 | pc/s | WH - Rm3 | CENPRI | Rack - A4
290 | Manila |  |  | BUI-MAT_1132 | Cable Clips, Wire Rope, Galvanized Heavy Duty, For 12mm Wire Rope | 65 | 0 | 65 | pc/s | WH - Rm3 | CENPRI | Rack - A4
291 | Local |  |  | BUI-MAT_1133 | Plate, Plain, MS, A36, 20mm x 4 x 8 | 21545.7 | 1 | 21545.7 | sht/s | WH - Bldg. | CENPRI
292 | Local |  |  | BUI-MAT_1134 | Bar, Angle, MS, 3/16" x 2" x 2" x 20 ft | 851.5 | 0 | 851.5 | lgth/s | WH - Bldg. | CENPRI
293 | Local |  |  | BUI-MAT_1136 | Bolt, Hex, Full Thread, Complete, SS, M12 x 25mm x 1.75 Pitch | 31.5 | 0 | 31.5 | set/s | WH - Rm3 | CENPRI | Rack - D2
294 | Local |  |  | BUI-MAT_1137 | Equalizer Plates With 7 Bolts Holes | 13500 | 0 | 13500 | assy/s | WH - Rm1 | CENPRI
295 | Local |  |  | BUI-MAT_1138 | Bolt, High Tensile, Full Thread, M24 x 3.0 mm pitch x 70 mm | 98 | 0 | 98 | pc/s | WH - Rm3 | CENPRI | Rack - E2
296 | Local |  |  | BUI-MAT_1139 | Lifting Tool - Threaded | 250 | 0 | 250 | unit/s | WH - Rm3 | CENPRI
297 | Local |  |  | BUI-MAT_1140 | Anchor Bolts, Fabricated | 0 | 27 | 0 | pc/s | WH - Rm3 | CENPRI | Rack - M2
298 | Local |  |  | BUI-MAT_1141 | Screen, Aluminum, 4 ft | 180 | 0 | 180 | sht/s | WH - Bldg. | CENPRI
299 | Local |  |  | BUI-MAT_1142 | Beam, I, 4" x 4" x 6 meters, 13lbs | 6110 | 0 | 6110 | lgth/s | WH - Bldg. | CENPRI
300 | Local |  |  | BUI-MAT_1143 | Nut, M16 | 0 | 0 | 0 | pc/s | WH - Rm3 | CENPRI
301 | Local |  |  | BUI-MAT_1144 | Pipe, UPVC, S-600, PNS-1950, Orange, 2" x 10ft | 204.3333 | 0 | 183 | lgth/s | WH - Bldg. | CENPRI
302 | Manila |  |  | BUI-MAT_1145 | "Titanium" 6x19 Steel Core, IWRC Wire Rope, 3/8" dia., Zinc Coated, T/S: 180kg/mm2 | 75 | 0 | 75 | mtr/s | WH - Bldg. | CENPRI
303 | Manila |  |  | BUI-MAT_1146 | "Titanium" 6x19 Steel Core, IWRC Wire Rope, 12mm dia., Zinc Coated, T/S: 180kg/mm2 | 125 | 0 | 125 | mtr/s | WH - Bldg. | CENPRI
304 | Manila |  |  | BUI-MAT_1147 | Thimble Open Type Extra Heavy Duty (for 1/2" dia. 6x19 IWRC guy strand) | 100 | 0 | 100 | pc/s | WH - Rm1 | CENPRI
305 | Local |  |  | BUI-MAT_1148 | Bar, Angle, MS, 1/8 " x 1-1/2" x 1-1/2" x 20 ft | 423.75 | 0 | 401.5 | lgth/s | WH - Bldg. | CENPRI
306 | Local |  |  | BUI-MAT_1149 | Sheet, GI, Plain, 1 mm x 4 ft x 8 ft | 240.4 | 5 | 721.2 | sht/s | WH - Bldg. | CENPRI
307 | Local |  |  | BUI-MAT_1150 | Bar, Flat, MS, Standard, 1-1/2 inches x 1/8 inch Thick x 20 ft | 335 | 0 | 335 | lgth/s | WH - Bldg. | CENPRI
308 | Local |  |  | BUI-MAT_1151 | Bolt, Half Thread, High Tensile, Complete, Coarse Thread, 16mm x 2-1/2 Inches | 28 | 0 | 28 | set/s | WH - Rm3 | CENPRI
309 | Local |  |  | BUI-MAT_1152 | Sheet, Plain, Aluminum, 4 ft x 8 ft x 0.8mm Gauge 16 | 1326 | 0 | 1350 | sht/s | WH - Rm3 | CENPRI
310 | Local |  |  | BUI-MAT_1154 | Beam, I, 6 Inches x 6 Inches x 20 ft, 25lbs | 9409.4 | 0 | 9409.4 | lgth/s | WH - Bldg. | CENPRI
311 | Local |  |  | BUI-MAT_1155 | Bar, Flat, MS, Standard, 1 Inch x 1/8 inch Thick x 20 ft | 83.885 | 0 | 165.4 | lgth/s | WH - Bldg. | CENPRI
312 | Local |  |  | BUI-MAT_1156 | Channel, C, 1/4 Inc Thickness(6mm) x 2 Inches x 4 Inches x 20 ft | 2549.5 | 0 | 2310 | lgth/s | WH - Bldg. | CENPRI
313 | Local |  |  | BUI-MAT_1157 | Grout, Tile, White, 2kgs/sachet | 68.5 | 0 | 62 | pack/s | WH - Rm3 | CENPRI
314 | Local |  |  | BUI-MAT_1158 | Sheet, GI, Corrugated, 8 ft x 80 cm x Gauge 0.4 | 305 | 0 | 308 | sht/s | WH - Bldg. | CENPRI
315 | Local |  |  | BUI-MAT_1159 | Bar, Angle, MS, 1/4 " x 1-1/2" x 1-1/2" x 20 ft | 733.825 | 4 | 707.5 | lgth/s | WH - Bldg. | CENPRI
316 | Local |  |  | BUI-MAT_1160 | Bar, Angle, MS, 1/8"(3.5m) x 2" x 2" x 20 ft | 637.9 | 0 | 637.9 | lgth/s | WH - Bldg. | CENPRI
317 | Local |  |  | BUI-MAT_1161 | Cable Clips, Wire Rope, Ordinary, For 12mm Wire Rope | 27.75 | 0 | 27.75 | pc/s | WH - Rm1 | CENPRI
318 | Manila |  |  | BUI-MAT_1163 | Wire Rope, Galvanized, 6x19 Steel Core, IWRC, 9mm dia., Zinc Coated, T/S: 180kg/mm2 | 95 | 0 | 95 | mtr/s | WH - Rm3 | CENPRI
319 | Local |  |  | BUI-MAT_1165 | Plywood, Ordinary, Substandard, 4.5mm x 4" x 8ft | 147.5 | 0 | 295 | sht/s | WH - Bldg. | CENPRI
320 | Manila |  |  | BUI-MAT_1166 | Wire Rope, Galvanized, 5mm | 45 | 0 | 45 | mtr/s | WH - Rm1 | CENPRI
321 | Manila |  |  | BUI-MAT_1167 | Wire Cable clamp, Stainless Steel, 5mm | 280 | 0 | 280 | pc/s | WH - Rm1 | CENPRI
322 | Local |  |  | BUI-MAT_1168 | Bolt, Hex, Full Thread, High Tensile, w/ Self Locking Nut, M8 x 50mm x 1.25 Pitch | 5.2 | 150 | 5.2 | set/s | WH - Rm3 | CENPRI | Rack - F3
323 | Local |  |  | BUI-MAT_1169 | Bar, Flat, MS, Standard, 1 Inch x 1.5mm Thick x 20 ft | 95.2 | 0 | 95.2 | lgth/s | WH - Bldg. | CENPRI
324 | Local |  |  | BUI-MAT_1170 | Hose, Braided, 3/4" dia. | 45.25 | 0 | 33 | mtr/s | WH - Rm3 | CENPRI
325 | Local |  |  | BUI-MAT_1171 | Madre De Cacao, 6ft / (1m tall x 2"dia) | 10 | 0 | 10 | pc/s | WH - Bldg. | CENPRI
326 | Manila |  |  | BUI-MAT_1172 | Hot Dip Galvanized Service Swinging Clevis Without Spool | 0 | 0 | 0 | set/s | WH - Rm3 | CENPRI
327 | Manila |  |  | BUI-MAT_1173 | Secondary Rack 2-Wire Without Spool | 0 | 0 | 0 | set/s | WH - Rm3 | CENPRI
328 | Manila |  |  | BUI-MAT_1174 | Hot Dip Galvanized Oval Eyenut 3/4" | 0 | 0 | 0 | pc/s | WH - Rm3 | CENPRI
329 | Manila |  |  | BUI-MAT_1175 | Hot Dip Galvanized Oval Eyebolt 5/8" x 6" | 0 | 0 | 0 | pc/s | WH - Rm3 | CENPRI
330 | Local |  |  | BUI-MAT_1176 | Wire, Mesh, 2" x 4 ft x 8 ft | 335 | 0 | 305 | sht/s | WH - Bldg. | CENPRI
331 | Local |  |  | BUI-MAT_1177 | Cement, Premium | 213 | 0 | 213 | bag/s | WH - Bldg. | CENPRI
332 | Local |  |  | BUI-MAT_1178 | Pipe, BI, LS11, Sch40, 1/2" x 20 ft | 0 | 0 | 0 | lgth/s | WH - Rm3 | CENPRI
333 | Local |  |  | BUI-MAT_1179 | Pipe, BI, LS11, Sch40, 3/4" x 20 ft | 0 | 0 | 0 | lgth/s | WH - Bldg. | CENPRI
334 | Local |  |  | BUI-MAT_1180 | Bar, Threaded, 12mm x 20ft | 0 | 0 | 0 | lgth/s | WH - Bldg. | CENPRI
335 | Local |  |  | BUI-MAT_1181 | Bar, Angle, MS, 3/16" x 1-1/2" x 20 ft | 0 | 0 | 0 | lgth/s | WH - Bldg. | CENPRI
336 | Local |  |  | BUI-MAT_1182 | Pipe, BI, Sch80, 3/4" x 20 ft | 0 | 0 | 0 | lgth/s
337 | Local |  |  | BUI-MAT_1184 | Bar, Angle, MS, 3/16" x 1" x 20 ft | 387.55 | 0 | 387.6 | lgth/s
338 | Local |  |  | BUI-MAT_1185 | Sheet, GI, Corrugated, 12 ft x 80 cm x Gauge 0.4 | 460 | 0 | 462 | sht/s
339 | Local |  |  | BUI-MAT_1186 | Bolt, Expansion, 1/4" | 7.25 | 0 | 7.25 | pc/s | WH - Rm3 | CENPRI
340 | Local |  |  | BUI-MAT_1187 | Elbow, BI, 90deg, 3/4" | 0 | 0 | 0 | pc/s
341 | Local |  |  | BUI-MAT_1188 | Louvers, Metal, 1m x 1m | 0 | 0 | 0 | pc/s
342 | Local |  |  | BUI-MAT_1189 | Bar, Angle, MS, 1/4" x 1-1/2" x 20 ft | 543.6167 | -11 | 792 | lgth/s | WH - Bldg. | CENPRI
343 |  |  |  | BUI-MAT_1190 | Sheet, Plain, 0.6mm x 4 ft x 8 ft | 766.6667 | 0 | 1150 | sht/s | WH - Bldg. | CENPRI
344 | Manila |  |  | BUI-MAT_1191 | Bolt, Hex, Full Thread, M12 x 20mm x 1.75 Pitch, SS, with Washer | 14 | 0 | 14 | set/s
345 | Manila |  |  | BUI-MAT_1193 | Bolt, Hex, Full Thread, HT, M10 x 25mm x 1.50 Pitch, with Lock Washer | 4.95 | 20 | 4.95 | set/s | WH - Rm3 | CENPRI | Rack - F3
346 | Local |  |  | BUI-MAT_1194 | Moulding, Lattice, 3/8" x 1" x 10 | 86 | 0 | 86 | lgth/s
347 | Local |  |  | BUI-MAT_1195 | Fiberglass Skylight, 0.5mm x 1.220mtrs x 4.0mtrs | 6800 | 0 | 6800 | sht/s
348 | Manila |  |  | BUI-MAT_1197 | Aluminum Frame w/ Wood Glass Panel, Model: YZ57-185/G30FP | 7960.4 | 0 | 7960.4 | pc/s
349 | Manila |  |  | BUI-MAT_1198 | U-Channel, 1800, Model: YZ-U18 | 2092.3 | 0 | 2092.3 | pc/s
350 | Manila |  |  | BUI-MAT_1199 | Stabilizer, Model: YZ-PAL | 595.7 | 0 | 595.7 | pc/s
351 | Manila |  |  | BUI-MAT_1200 | Stabilizer Post, 1800, Model: YZ-P18 | 2390.5 | 0 | 2390.5 | pc/s
352 | Local |  |  | BUI-MAT_1202 | Volcanic, Soil | 450 | 0 | 450 | cu.m |  | CENPRI
353 | Local |  |  | BUI-MAT_1203 | Hose Clip, Stainless, 1-1/2" | 35 | 0 | 35 | pc/s
354 | Local |  |  | BUI-MAT_1204 | Pipe, High-density polyethylene (HDPE), 1" Offer: ISO | 48 | 0 | 48 | mtr/s
355 | Local |  |  | BUI-MAT_1205 | Connector, Pipe, HDPE, 1", Offer: ISO | 95 | 0 | 95 | pc/s
356 | Local |  |  | BUI-MAT_1206 | Connector, Male, Pipe, HDPE, 1", Offer: ISO | 52 | 0 | 52 | pc/s | WH - Rm3 | CENPRI | Rack - D2
357 | Local |  |  | BUI-MAT_1207 | Adaptor, Male, PVC, 1", Color: Blue | 15.9625 | 0 | 13 | pc/s | WH - Rm3 | CENPRI | Side Wall
358 | Local |  |  | BUI-MAT_1208 | Bar, Flat, MS, 2.2mm x 1/2" x 20ft | 61.3 | 0 | 61.3 | lgth/s | WH - Bldg. | CENPRI
359 | Local |  |  | BUI-MAT_1209 | Plate, Checkered, 4mm x 4ft x 8ft | 4210 | 0 | 4210 | sht/s
360 | Local |  |  | BUI-MAT_1210 | Sheet, GI, Corrugated, 8ft x 90 cm x Gauge 0.33 | 300 | 0 | 300 | sht/s
361 | Local |  |  | BUI-MAT_1211 | Lock, Drawer | 70 | 0 | 85 | pc/s
362 | Local |  |  | BUI-MAT_1212 | Handle, Cabinet | 18 | 0 | 18 | pc/s
363 | Local |  |  | BUI-MAT_1213 | Drawer Slide, Base Mount, 20" Long | 88 | 0 | 88 | set/s
364 | Local |  |  | BUI-MAT_1214 | Formica Board, White Board Film, Laminated, 4ft x 8ft | 685 | 0 | 685 | sht/s
365 | Local |  |  | BUI-MAT_1215 | Handle, for Hidden Drawer (Narra Handle) | 15 | 0 | 15 | pc/s | WH - Rm3 | CENPRI
366 | Local |  |  | BUI-MAT_1216 | Pipe, GI, Sch20, 1" x 20 | 411.8 | 0 | 411.8 | lgth/s | WH - Bldg. | CENPRI
367 | Local |  |  | BUI-MAT_1217 | Rib Deck, Super, 0.600mm x 1.220m x L.S | 0 | 0 | 0 | pc/s | WH - Bldg. | CENPRI
368 | Local |  |  | BUI-MAT_1218 | Wall Flashing, 0.600mm x 0.915m x 2.44m | 0 | 4 | 0 | pc/s | WH - Bldg. | CENPRI
369 | Local |  |  | BUI-MAT_1219 | Gutter, Outside, 0.600mm x 0.9215m x 2.44m | 0 | 0 | 0 | pc/s | WH - Bldg. | CENPRI
370 | Local |  |  | BUI-MAT_1220 | Bar, Flat, MS, 3/16" x 2" x 20 ft | 0 | 0 | 0 | lgth/s | WH - Bldg. | CENPRI
371 | Local |  |  | BUI-MAT_1221 | Tee, Coupling, SS, 3/4" | 0 | 0 | 0 | pc/s
372 | Local |  |  | BUI-MAT_1222 | Coupling, Adaptor, 3/4" | 0 | 0 | 0 | pc/s
373 | Local |  |  | BUI-MAT_1223 | Connector, Female, 3/4" | 0 | 0 | 0 | pc/s
374 | Local |  |  | BUI-MAT_1224 | Sheet, GI, Corrugated, 10ft x 90 cm x Gauge 0.33 | 352.5 | 0 | 352.5 | sht/s
375 | Local |  |  | BUI-MAT_1225 | Channel, C, 1/4" (6mm)Thick x 2" x 6" x 20 ft | 4490 | 0 | 4490 | lgth/s
376 | Local |  |  | BUI-MAT_1226 | Bolt, Hex, Half Thread, High Tensile, M12 x 150mm x 1.75 Pitch | 20 | 92 | 20 | pc/s | WH - Rm3 | CENPRI | Rack - F4
377 | Local |  |  | BUI-MAT_1227 | Hardiflex board, 4.5mm x4ft x 8ft | 450 | 0 | 450 | sht/s
378 | Local |  |  | BUI-MAT_1228 | Nipple, SS, Sch-80, 2" x 6" Long, (Pipe Connector) | 360 | 0 | 360 | pc/s
379 | Local |  |  | BUI-MAT_1229 | Plug, PVC, 4" Dia | 39 | 1 | 39 | pc/s | WH - Rm3 | CENPRI | Rack - D3
380 | Local |  |  | BUI-MAT_1230 | Plywood, Ordinary, 5mm x 4ft x 8ft | 450 | 8 | 450 | sht/s
381 | Local |  |  | BUI-MAT_1231 | Jalousie, Frame, Aluminum, 1 mtr - Height | 163 | 0 | 163 | set/s
382 | Local |  |  | BUI-MAT_1232 | Jalousie, Glass, Smoke Type, 55 cm - Long | 33 | 0 | 33 | pc/s
383 | Local |  |  | BUI-MAT_1233 | Door Panel w/ Jamb, UPVC, 60 x 210 cm | 1350 | 0 | 1350 | set/s
384 | Local |  |  | BUI-MAT_1234 | Bolt, Hex, SS, w/ Nut and Washer, M12 x 40mm, as per sample | 27 | 0 | 27 | set/s
385 | Local |  |  | BUI-MAT_1236 | Ventilator, Exhauster Fan | 0 | 3 | 0 | unit/s | WH - Bldg. | CENPRI
386 | Local |  |  | BUI-MAT_1237 | Coupling, Adaptor, Male, HDPE, 1" | 50.9 | 0 | 55 | pc/s | WH - Rm3 | CENPRI | Rack - B1
387 | Local |  |  | BUI-MAT_1238 | Coupling, Adaptor, Male, HDPE, 2" | 223.2 | 0 | 223.2 | pc/s | WH - Rm3 | CENPRI | Rack - B1
388 | Local |  |  | BUI-MAT_1239 | Elbow, PVC, 90deg, 1" | 17 | 0 | 17 | pc/s | WH - Rm3 | CENPRI | Rack - B1
389 | Local |  |  | BUI-MAT_1240 | Elbow, Coupler, HDPE, 1" | 111.6 | 0 | 111.6 | pc/s | WH - Rm3 | CENPRI | Rack - B1
390 | Local |  |  | BUI-MAT_1241 | Elbow, Coupler, HDPE, 2" | 554.5 | 0 | 554.5 | pc/s | WH - Rm3 | CENPRI | Rack - B1
391 | Local |  |  | BUI-MAT_1242 | Pipe, PVC, 1" x 10ft, Color Blue | 118.25 | 0 | 110 | lgth/s | WH - Rm3 | CENPRI | Rack - B1
392 | Local |  |  | BUI-MAT_1243 | Tee, HDPE, 1" | 144 | 0 | 144 | pc/s | WH - Rm3 | CENPRI | Rack - D3
393 | Local |  |  | BUI-MAT_1244 | Valve, Ball, Threaded, PVC, 1" | 100 | 0 | 106.25 | pc/s | WH - Rm3 | CENPRI | Rack - B1
394 | Local |  |  | BUI-MAT_1245 | Valve, PVC, Plain, 1" | 93.75 | 0 | 93.75 | pc/s | WH - Rm3 | CENPRI | Rack - B1
395 | Local |  |  | BUI-MAT_1246 | Coupling, Reducer, HDPE, 1" x 1/2" | 119 | 0 | 119 | pc/s | WH - Rm3 | CENPRI | Rack - D3
396 | Local |  |  | BUI-MAT_1247 | Hose Clip, 6" | 0 | 0 | 0 | pc/s | WH - Rm3 | CENPRI | Rack - C1
397 | Local |  |  | BUI-MAT_1248 | Hose Clip, 4" | 0 | 0 | 0 | pc/s | WH - Rm3 | CENPRI | Rack - C1
398 | Local |  |  | BUI-MAT_1249 | Moulding, Lattice, 1" x 1/4" x 10ft | 80 | 0 | 80 | lgth/s | WH - Rm3 | CENPRI | Rack - O4
399 | Local |  |  | BUI-MAT_1250 | Metal Stud, 2" x 3" x 10ft | 100 | 0 | 110 | lgth/s | WH - Rm3 | CENPRI
400 | Local |  |  | BUI-MAT_1251 | Metal, Furring, 1" x 2" x 6mtrs | 78 | 0 | 78 | lgth/s | WH - Rm3 | CENPRI | Pallet Rack
401 | Local |  |  | BUI-MAT_1252 | Door, Jamb, 2" x 4" (2.10m x 0.90m) | 1370 | 0 | 1540 | pc/s | WH - Rm3 | CENPRI
402 | Local |  |  | BUI-MAT_1253 | Hardiflex board, 1/4" x 4ft x 8ft | 450 | 11 | 450 | sht/s | WH - Bldg. | CENPRI
403 | Local |  |  | BUI-MAT_1254 | Bar, Steel, Deformed/Corrugated, 8mm x 20 ft | 71.6 | 0 | 73.7 | lgth/s |  | CENPRI
404 | Local |  |  | BUI-MAT_1255 | Sheet, Plain, Aluminum, 4 ft x 8 ft x 0.81mm Gauge 22 | 735 | 0 | 1470 | sht/s | WH - Rm3 | CENPRI
405 | Local |  |  | BUI-MAT_1256 | Bolt, Hex, Full Thread, Complete, SS, 12mm x 50mm x 1.75 Pitch | 39 | 0 | 39 | set/s | WH - Rm3 | CENPRI | Rack - F3
406 | Local |  |  | BUI-MAT_1257 | Bolt, Hex, SS, w/ Lock Washer, M12 x 40mm x 1.75 Pitch | 27 | 0 | 27 | set/s | WH - Rm3 | CENPRI | Rack - F1
407 | Local |  |  | BUI-MAT_1258 | Bolt, Hex, w/ Lock Washer, M14 x 40mm x 2.0 Pitch | 24.75 | 0 | 39 | set/s | WH - Rm3 | CENPRI | Rack - F4
408 | Local |  |  | BUI-MAT_1259 | Bolt, Hex, w/ Lock Washer, M8 x 65mm x 1.25 Pitch | 25 | 0 | 25 | set/s | WH - Rm3 | CENPRI | Rack - F4
409 | Local |  |  | BUI-PIP_1050 | Bolt, U, Complete, 1/4" x 1-1/2" x 3" | 0 | 0 | 0 | set/s
410 | Local |  |  | BUI-PIP_1068 | Coupling, GI, 1/2" | 4.75 | 0 | 9.5 | pc/s
411 | Local |  |  | BUI-PIP_1076 | Coupling, PVC, 4" | 27.5 | 17 | 55 | pc/s | WH - Rm3 | CENPRI
412 | Local |  |  | BUI-PIP_1100 | Elbow, BI, 45deg, 2" | 0 | 0 | 0 | pc/s
413 | Local |  |  | BUI-PIP_1104 | Elbow, BI, 90deg, 1" | 20 | 0 | 40 | pc/s
414 | Local |  |  | BUI-PIP_1107 | Elbow, BI, 90deg, 2" | 30 | 0 | 60 | pc/s
415 | Local |  |  | BUI-PIP_1116 | Elbow, GI, 90deg, 1/2" | 14 | 0 | 30.5 | pc/s
416 | Local |  |  | BUI-PIP_1122 | Elbow, PVC, 45deg, 4" | 20.55 | 2 | 49.2 | pc/s | WH - Rm3 | CENPRI | Wall
417 | Local |  |  | BUI-PIP_1125 | Elbow, PVC, 90deg, 1/2" | 4.87 | 18 | 6.6 | pc/s
418 | Local |  |  | BUI-PIP_1126 | Elbow, PVC, 90deg, 2" | 16.4 | 17 | 54.6 | pc/s
419 | Local |  |  | BUI-PIP_1128 | Elbow, PVC, 90deg, 4" | 56.6667 | 0 | 88 | pc/s
420 | Local |  |  | BUI-PIP_1135 | Filter, Cartridge, PP Sediment, 20 Micron | 66.6667 | 34 | 100 | pc/s | WH - Rm3 | CENPRI | Rack - I1
421 | Local |  |  | BUI-PIP_1160 | Flange, Raised Face, BI, Slip-on,150lbs, 4 Holes, 2" | 80 | 0 | 160 | pc/s
422 | Local |  |  | BUI-PIP_1171 | Nipple, GI, 1/2" x 3" | 9.5 | 0 | 19 | pc/s
423 | Local |  |  | BUI-PIP_1177 | Pipe, BI, Seamless, Sch40, 1-1/2" x 20 | 473 | 0 | 1419 | lgth/s
424 | Local |  |  | BUI-PIP_1178 | Pipe, BI, Seamless, Sch40, 2" x 20 | 1014.75 | 0 | 2029.5 | lgth/s
425 | Local |  |  | BUI-PIP_1181 | Pipe, GI, Sch20, 1-1/2" x 20 | 335.75 | 0 | 671.5 | lgth/s
426 | Local |  |  | BUI-PIP_1182 | Pipe, GI, Sch40, 1-1/2" x 20 | 273.7667 | 20 | 821.3 | lgth/s
427 | Local |  |  | BUI-PIP_1183 | Pipe, GI, Sch40, 2" x 20 | 714.4 | 0 | 1428.8 | lgth/s
428 | Manila |  |  | BUI-PIP_1195 | Tape, Polytetrafluroethlyne (PTFE), High Heat, Yellow Gas Line, 1/2" (Teflon) | 75 | 0 | 150 | roll/s
429 |  |  |  | BUI-PIP_1196 | Tape, Polytetrafluroethlyne (PTFE), Industrial, 1" (Teflon) | 4 | 0 | 0 | roll/s | WH - Rm3 | CENPRI | Rack - C3
430 | Local |  |  | BUI-PIP_1230 | Valve, Relief, Blind Adapter, Fabricated | 325 | 0 | 650 | pc/s
431 |  |  |  | BUI-PIP_1234 | Valve, Ball, 1/2" | 214.5 | 0 | 465 | pc/s
432 | Local |  |  | BUI-PIP_1235 | Valve, Ball, 1/2", PVC Type | 35.6357 | 1 | 57 | pc/s | WH - Rm3 | CENPRI | Rack - D2
433 | Local |  |  | BUI-PIP_1245 | Valve, Check, 2" | 1125 | 0 | 2250 | pc/s
434 | Local |  |  | BUI-PIP_1253 | Valve, Gate, 1" | 270 | 0 | 540 | pc/s
435 |  |  |  | BUI-PIP_1270 | Nipple, GI, 1" x 2" | 19.5 | 0 | 19.5 | pc/s | WH - Rm3 | CENPRI | Rack - M2
436 |  |  |  | BUI-PIP_1271 | Elbow, GI, 90deg, 1" | 16 | 15 | 24 | pc/s | WH - Rm3 | CENPRI | Rack - M2
437 |  |  |  | BUI-PIP_1272 | Pipe, UPVC, 25 mm x 3/4" x 10ft | 24.3333 | 0 | 73 | lgth/s | WH - Rm3 | CENPRI
438 |  |  |  | BUI-PIP_1273 | Elbow, UPVC, Threaded, 3/4" | 6 | 0 | 18 | pc/s | WH - Rm3 | CENPRI | Wall
439 |  |  |  | BUI-PIP_1274 | Adaptor, Male, UPVC, 25 mm x R3/4" | 0 | 0 | 0 | pc/s | WH - Rm3 | CENPRI | Rack - E2
440 |  |  |  | BUI-PIP_1275 | Pipe, UPVC, 20mm x 1/2" x 10ft | 32.25 | 0 | 59 | lgth/s | WH - Rm3 | CENPRI
441 |  |  |  | BUI-PIP_1276 | Adaptor, Female, UPVC, 20 mm x 1/2" | 3 | 0 | 6 | pc/s | WH - Rm3 | CENPRI | Rack - E2
442 |  |  |  | BUI-PIP_1277 | Adaptor, Male, UPVC, 20 mm x 1/2" | 3 | 0 | 6 | pc/s | WH - Rm3 | CENPRI | Rack - E2
443 |  |  |  | BUI-PIP_1278 | Elbow, Plain, UPVC, 20 mm x 1/2" | 0 | 0 | 0 | pc/s | WH - Rm3 | CENPRI | Rack - E2
444 |  |  |  | BUI-PIP_1279 | Tee, Pipe Fitting, SS 316 Cast, Class 150, 3/4" NPT | 109 | 0 | 109 | pc/s | WH - Rm3 | CENPRI | Rack - C3
445 |  |  |  | BUI-PIP_1280 | Tee, Pipe Fitting, SS 316 Cast, Class 150, 1/2" NPT | 77 | 0 | 77 | pc/s | WH - Rm3 | CENPRI | Rack - C3
446 |  |  |  | BUI-PIP_1281 | Valve, Ball, SS, WOG 600, 3/4" | 248 | 0 | 248 | pc/s | WH - Rm3 | CENPRI | Rack - C3
447 |  |  |  | BUI-PIP_1282 | Valve, Ball, SS, WOG 600, 1/2" | 221 | 0 | 221 | pc/s | WH - Rm3 | CENPRI | Rack - C3
448 |  |  |  | BUI-PIP_1283 | Coupling, GI, Threaded, 2" | 41 | 0 | 41 | pc/s | WH - Rm3 | CENPRI | Rack - C2
449 |  |  |  | BUI-PIP_1284 | Elbow, GI, Threaded, 90deg, 2" | 60 | 0 | 60 | pc/s | WH - Rm3 | CENPRI | Rack - B2
450 |  |  |  | BUI-PIP_1285 | Coupling, GI, 1" | 33.125 | 6 | 22.5 | pc/s | WH - Rm3 | CENPRI | Rack - F1
451 | Local |  |  | BUI-PIP_1286 | Elbow, PVC, 45 deg, 2" | 18.4333 | 4 | 12.3 | pc/s | WH - Rm3 | CENPRI | Rack - C1
452 | Local |  |  | BUI-PIP_1287 | Tee, Plain, PVC, 2 Inches | 18.3 | 4 | 21.6 | pc/s | WH - Rm3 | CENPRI | Rack - C1
453 | Local |  |  | BUI-PIP_1288 | Pipe, UPVC, 4" x 10 ft | 380.5 | 8 | 469.2 | lgth/s | WH - Rm3 | CENPRI | Rack - O3
454 | Local |  |  | BUI-PIP_1289 | Tee, Reducer, PVC, 4" x 2 " | 78.475 | 1 | 47 | pc/s | WH - Rm3 | CENPRI | Wall
455 | Local |  |  | BUI-PIP_1290 | Bushing, Reducer, PVC, 4 Inches x 2 Inches | 35.275 | 0 | 46.55 | pc/s | WH - Rm3 | CENPRI | Side Wall
456 | Local |  |  | BUI-PIP_1291 | Tee, Plain, PVC, 1/ 2 Inches | 7.75 | 9 | 8.5 | pc/s | WH - Rm3 | CENPRI | Side Wall
457 | Local |  |  | BUI-PIP_1293 | Coupling, PVC, 1/2 Inches | 3.5 | 0 | 3.5 | pc/s | WH - Rm3 | CENPRI | Rack - B1
458 | Local |  |  | BUI-PIP_1294 | Nipple, GI Long, 1/2 Inches x 2 Inches | 9.25 | 0 | 9.25 | pc/s | WH - Rm3 | CENPRI | Rack - B1
459 | Local |  |  | BUI-PIP_1295 | Nipple, GI Long, 1/2 Inches x 1 Inch | 8.5 | 0 | 8.5 | pc/s | WH - Rm3 | CENPRI | Rack - B1
460 | Local |  |  | BUI-PIP_1296 | Nipple, GI Long, 1/2 Inches x 6 Inches | 21.75 | 0 | 21.75 | pc/s | WH - Rm3 | CENPRI | Rack - B1
461 | Local |  |  | BUI-PIP_1297 | Pipe, PVC, 1/2 Inches x 10 ft | 42.7 | 4 | 46 | lgth/s | WH - Rm3 | CENPRI | Rack - B1
462 | Local |  |  | BUI-PIP_1299 | P-Trap, Lavatory, 1-1/4 Inches | 62 | 0 | 62 | set/s | WH - Rm3 | CENPRI | Rack - B1
463 | Local |  |  | BUI-PIP_1300 | Bolt, U, Complete, 1" x 1/4" dia. | 8 | 0 | 8 | set/s | WH - Rm1 | CENPRI
464 | Local |  |  | BUI-PIP_1301 | Flange, Slip-on, BI, 4 Holes, 1-1/2", Class 150 | 100 | 10 | 100 | pc/s | WH - Rm3 | CENPRI | Pallet Rack
465 | Local |  |  | BUI-PIP_1302 | Pipe, UPVC, 1" Dia. ( 32mm x 2.0mm ) x 10 ft | 112.375 | 0 | 101.75 | lgth/s | WH - Rm1 | CENPRI
466 | Local |  |  | BUI-PIP_1303 | Coupling, UPVC, 1" Dia | 8 | 0 | 8 | pc/s | WH - Rm3 | CENPRI
467 | Local |  |  | BUI-PIP_1304 | Tee, Plain, PVC, 4" | 73.5 | 15 | 147 | pc/s | WH - Rm3 | CENPRI | Wall
468 | Local |  |  | BUI-PIP_1305 | P-Trap, Hand Basin, 1-1/4 Inches | 125 | 1 | 125 | set/s | WH - Rm3 | CENPRI | Rack - C3
469 | Local |  |  | BUI-PIP_1306 | Bolt, U, Complete, 3/8" x 1-1/2", with Nut & Lock | 0 | 0 | 0 | set/s | WH - Rm3 | CENPRI
470 | Local |  |  | BUI-PIP_1307 | Bolt, U, 1", With Nut Only | 0 | 0 | 0 | set/s | WH - Rm3 | CENPRI | Rack - G2
471 | Local |  |  | BUI-PIP_1308 | Nipple, GI, 3/4" x 6" | 0 | 0 | 0 | ream/s | WH - Rm3 | CENPRI
472 | Local |  |  | BUI-PIP_1309 | Adaptor, Male / Female, PVC, 3/4" x 3/4" | 8 | 0 | 8 | pc/s | WH - Rm3 | CENPRI | Rack - E3
473 | Local |  |  | BUI-PIP_1310 | Coupling, BI, 3/4" | 0 | 2 | 0 | pc/s | WH - Rm3 | CENPRI | Rack - F1
474 | Local |  |  | BUI-PIP_1311 | Coupling, France, 3/4" | 0 | 0 | 0 | pc/s | WH - Rm3 | CENPRI
475 | Local |  |  | BUI-PIP_1312 | Bolt, U, Complete, 1/4" x 3/4" | 0 | 0 | 0 | set/s
476 | Local |  |  | BUI-PIP_1313 | Nipple, GI, 1/2" x 6", Sch.-40 | 29.5 | 0 | 29.5 | pc/s
477 | Local |  |  | BUI-PIP_1314 | Nipple, GI, 1" x 6", Sch.-40 | 77 | 0 | 77 | pc/s
478 | Local |  |  | BUI-PIP_1315 | Elbow, GI, 90deg, 1/2", ST (M x F), Heavy Duty | 17.6 | 0 | 17.6 | pc/s
479 | Local |  |  | BUI-PIP_1316 | Elbow, GI, 90deg, 1", ST (M x F), Heavy Duty | 40 | 0 | 40 | pc/s
480 | Local |  |  | BUI-PIP_1317 | Valve, Ball, SS, WOG 600, SS316, 1/2" | 1325 | 0 | 1700 | pc/s
481 | Local |  |  | BUI-PIP_1318 | Valve, Ball, SS, WOG 600, SS316, 1" | 1750 | 0 | 1750 | pc/s
482 |  |  |  | BUI-PIP_1319 | Pipe, BI, Welded, Sch40, 1/2" x 20 ft | 272.9 | 0 | 272.9 | lgth/s | WH - Bldg. | CENPRI
483 | Local |  |  | BUI-PIP_1320 | Pipe, BI, Seamless, Sch80, 3/4" x 73" | 0 | 0 | 0 | lgth/s | WH - Rm3 | CENPRI
484 | Local |  |  | BUI-PIP_1321 | Elbow, BI, 90deg, 1/2", MxF | 55 | 0 | 55 | pc/s
485 | Manila |  |  | BUI-PIP_1322 | Bushing, Reducer, Stainless Steel, 3/8" x 1/2 " | 55 | 0 | 55 | pc/s | WH - Rm3 | CENPRI
486 | Manila |  |  | BUI-PIP_1323 | Coupling 1/2" NPT, Sched 40 | 35 | 0 | 35 | pc/s | WH - Rm3 | CENPRI
487 | Manila |  |  | BUI-PIP_1324 | Nipple, Stainless Long, Schedule 40, 1/2" x 2" | 25 | 0 | 25 | pc/s | WH - Rm3 | CENPRI
488 | Local |  |  | BUI-PIP_1326 | Pipe, PVC, Series 900, 6" x 10 ft | 0 | 0 | 0 | lgth/s | WH - Bldg. | CENPRI
489 | Local |  |  | BUI-PIP_1327 | Coupling, PVC, 6", Series 900 | 0 | 3 | 0 | pc/s | WH - Bldg. | CENPRI | Side Wall
490 | Local |  |  | BUI-PIP_1333 | Coupling, 1/2" IPS HDPE Compression x 1/2" PVC Compression Transition | 72 | 0 | 72 | pc/s
491 | Local |  |  | BUI-PIP_1334 | Adaptor, Male, PVC, 1/2" | 7.5 | 6 | 7.5 | pc/s | WH - Rm3 | CENPRI | Side Wall
492 | Local |  |  | BUI-PIP_1335 | Coupling, Reducer, PVC, 3/4" x 1/2" | 7.5 | 0 | 7.5 | pc/s
493 | Local |  |  | BUI-PIP_1336 | Adaptor, Female, PVC, 1/2" | 7.5667 | 0 | 7.7 | pc/s
494 | Local |  |  | BUI-PIP_1337 | Valve, Ball, SS, 3/4" | 0 | 0 | 0 | pc/s
495 | Local |  |  | BUI-PIP_1338 | Tee, PVC, 1/2", Threaded | 10.9 | 0 | 10.8 | pc/s
496 | Local |  |  | BUI-PIP_1339 | Coupling, PVC, 1/2", Plain | 3.55 | 0 | 3.1 | pc/s
497 | Local |  |  | BUI-PIP_1340 | Coupling, Reducer, PVC, 1" x 3/4" | 9.75 | 1 | 7.5 | pc/s
498 | Local |  |  | BUI-PIP_1341 | Plug, GI, 1/2" dia. | 10 | 0 | 10 | pc/s
499 | Local |  |  | BUI-PIP_1342 | Valve, Check, 8", 150lbs, Flange Type, Dayo | 20333.33 | 0 | 21000 | pc/s
500 | Local |  |  | BUI-PIP_1343 | Pipe, BI, Seamless, Sch40, 1" x 20ft | 1000 | 0 | 1000 | lgth/s
501 | Manila |  |  | BUI-PIP_1344 | Strainer, Y, 6" | 12000 | 0 | 12000 | pc/s
502 | Manila |  |  | BUI-PIP_1345 | Flange, Raised Face, BI, Slip-on, 150lbs, 8 Holes, 6" | 550 | 4 | 1100 | pc/s
503 | Manila |  |  | BUI-PIP_1346 | Flange, Raised Face, BI, Slip-on, 150lbs, 8 Holes, 8" | 1800 | 4 | 1800 | pc/s
504 | Local |  |  | BUI-PIP_1347 | Flange, Raised Face, BI, Slip-on,150lbs, 4 Holes, 1" | 70 | 0 | 70 | pc/s
505 | Local |  |  | BUI-PIP_1348 | Nipple, Stainless Long, Schedule 40, 1-1/4" x 4" | 162 | 0 | 162 | pc/s | WH - Rm3 | CENPRI
506 | Local |  |  | BUI-PIP_1349 | Pipe, BI, Seamless, Sch80, 3/4" x 70" | 0 | 0 | 0 | lgth/s | WH - Rm3 | CENPRI
507 | Local |  |  | BUI-PIP_1350 | Valve, Gate, 2" | 2000 | 5 | 4000 | pc/s | WH - Rm3 | CENPRI
508 | Local |  |  | BUI-PIP_1351 | Elbow, PVC, Class 150, Gray, 90deg, 3"-Dia. | 2150 | 0 | 2150 | pc/s
509 | Local |  |  | BUI-PIP_1352 | Pipe, PVC, Class 150, Blue, 3" x 20ft | 2450 | 0 | 2450 | lgth/s
510 | Local |  |  | BUI-PIP_1353 | Elbow, GI, 90deg, 3", Short Radius, Female Threaded, | 450 | 0 | 450 | pc/s
511 | Local |  |  | BUI-PIP_1354 | Spool, GI, Sch 40, 3" x 6", Male Threaded, S30 | 300 | 0 | 300 | pc/s
512 | Local |  |  | BUI-PIP_1355 | Valve, Ball, BRASS, Threaded, 1" Dia. | 520 | 0 | 520 | pc/s
513 | Local |  |  | BUI-PIP_1356 | Coupling, Union, BI, 3" | 450 | 0 | 450 | pc/s
514 | Local |  |  | BUI-PIP_1357 | Coupling, Sleeve, 3"-Dia | 1900 | 0 | 1900 | pc/s
515 | Local |  |  | BUI-PIP_1358 | Valve, Gate, 2", Flange Type | 4000 | 1 | 4000 | pc/s | WH - Rm3 | CENPRI
516 | Local |  |  | BUI-PIP_1359 | Coupling, GI, 3/4", Threaded, Female | 36 | 0 | 36 | pc/s
517 | Local |  |  | BUI-PIP_1360 | Elbow, BI, 45deg, 1", Short Radius, Female Threaded | 60 | 0 | 60 | pc/s
518 | Local |  |  | BUI-PIP_1361 | Coupling, Union, BI, 3/4", Patente | 180 | 0 | 180 | pc/s
519 | Local |  |  | BUI-PIP_1362 | Reducer, Adaptor, BI, 1" x 3/4" (M x F), Threaded | 45 | 0 | 45 | pc/s
520 | Local |  |  | BUI-PIP_1363 | Coupling, BI, 2", Sch-40 | 137.5 | 0 | 137.5 | pc/s
521 | Local |  |  | BUI-PIP_1364 | Valve, Ball, BRASS, Threaded, 2" Dia. | 1450 | 0 | 1450 | pc/s | WH - Rm3 | CENPRI | Rack - B1
522 | Local |  |  | BUI-PIP_1365 | Nipple, GI, 2" x 6" - Long, Threaded Outside | 112 | 0 | 112 | pc/s | WH - Rm3 | CENPRI | Rack - C1
523 | Local |  |  | BUI-PIP_1366 | Elbow, BI, 90deg, 1-1/2", Sch-40, Welded | 65 | 0 | 65 | pc/s
524 | Local |  |  | BUI-PIP_1367 | Flange, Flat-Faced, 4 holes, Balck Iron, 2" | 200 | 0 | 200 | pc/s | WH - Rm3 | CENPRI
525 | Local |  |  | BUI-PIP_1368 | Valve, Check, Flange Type, Cast Iron, 8", 150lbs | 21000 | 0 | 21000 | pc/s | WH - Rm3 | CENPRI
526 | Local |  |  | BUI-PIP_1369 | Elbow, BI, 90deg, Sched 40, 2" | 92 | 0 | 92 | pc/s | WH - Rm3 | CENPRI | Rack - M1
527 | Local |  |  | BUI-PIP_1370 | Pipe, BI, Welded, Sch40, 2" x 20 ft | 1018.7 | 0 | 1018.7 | lgth/s | WH - Rm3 | CENPRI
528 | Manila |  |  | BUI-PIP_1371 | Flow Meter, 2" (50mm), Cast Iron, Body Flange Type, w/bolts nuts and gaskets, 10 Bars, | 12996 | 0 | 12996 | unit/s | WH - Rm3 | CENPRI
529 | Manila |  |  | BUI-PIP_1372 | Strainer, For, Flow Meter, 2" (50mm), Cast Iron, Body Flange Type, w/bolts nuts and gaskets, 10 Bars, | 6800 | 2 | 6800 | unit/s | WH - Rm3 | CENPRI
530 | Local |  |  | BUI-PIP_1373 | Bolt, U, Complete, 1/4" x 1/2" | 6.5 | 0 | 6.5 | set/s
531 | Local |  |  | BUI-PIP_1374 | Bolt, U, Complete, 1/4" x 1" | 7.25 | 0 | 7.25 | set/s
532 | Local |  |  | BUI-PIP_1375 | Nipple, SS, 1" x 4" | 120 | 0 | 120 | pc/s
533 |  |  |  | COM-POW_1001 | Bearing, 61810 | 450 | 0 | 450 | pc/s | WH - Rm3 | CENPRI | Rack - C1
534 | Local |  |  | COM-POW_1002 | Bearing, #16004-A | 220 | 0 | 220 | pc/s | WH - Rm1 | CENPRI
535 | Local |  |  | COM-POW_1003 | Carbon Brush, CB 100A, For Makita Angle Grinder | 43 | 0 | 43 | pc/s | WH - Rm3 | CENPRI | Rack - D2
536 | Local |  |  | COM-POW_1004 | Blade, Saw, Circular, 8" | 1880 | 0 | 1880 | pc/s | WH - Rm3 | CENPRI
537 | Local |  |  | COM-POW_1005 | Bearing, Ball, 16004-A | 220 | 0 | 220 | pc/s | WH - Rm3 | CENPRI
538 | Local |  |  | COM-POW_1006 | Hose, Air, For High Pressure Compressor, 1/4" | 35 | 0 | 35 | mtr/s | WH - Rm3 | CENPRI
539 | Local |  |  | COM-POW_1007 | Carbide Bit, Three Pointed Shape, 3/8" | 1505 | 0 | 1290 | pc/s | WH - Rm3 | CENPRI
540 | Manila |  |  | COM-POW_1008 | Twist Drill, 3/4" Weldon Shank 18mm x 30mm | 3840 | 0 | 3840 | pc/s | WH - Rm3 | CENPRI
541 | Manila |  |  | COM-POW_1009 | Carbon Brush, 4 x 6 x 8.5mm, Hard Carbon | 100 | 12 | 100 | pc/s | WH - Rm3 | CENPRI | Rack - D2
542 | Local |  |  | COM-POW_1010 | Carbide Bit, Cylindrical Radius, 1/2" | 1506 | 0 | 1506 | pc/s | WH - Rm3 | CENPRI | Rack - C1
543 |  |  |  | CON-AUT_1001 | Disc, Brake Pad | 950 | 0 | 950 | set/s | WH - Rm3 | CENPRI | Rack - D1
544 |  |  |  | CON-AUT_1025 | Belt Dressing, 330ml | 263.3333 | 0 | 395 | can/s | WH - Rm3 | CENPRI | Rack - D1
545 |  |  |  | CON-AUT_1026 | Fluid, Brake | 130.75 | 0 | 183 | bot/s | WH - Rm3 | CENPRI | Rack - D1
546 |  |  |  | CON-AUT_1027 | Oil, 2T | 62.5 | 0 | 125 | ltr/s | WH - Rm3 | CENPRI | Rack - D1
547 |  |  |  | CON-CHE_1005 | Acetylene | 860.913 | 2 | 1 | cyl/s | WH - Bldg. | CENPRI
548 |  |  |  | CON-CHE_1006 | Acid, Muriatic, 1Liter | 44.0325 | 0 | 78.13 | ltr/s | Chem - Stg | CENPRI
549 |  |  |  | CON-CHE_1008 | Acid, Sulfuric, (pH control), 34kg/pail | 418.43 | 189 | 78.13 | kg/s | Chem - Stg | CENPRI
550 |  |  |  | CON-CHE_1009 | Argon | 1800 | 0 | 3000 | cyl/s
551 |  |  |  | CON-CHE_1011 | Bottle, Sampling 100mL | 0 | 72 | 0 | bot/s
552 | Manila |  |  | CON-CHE_1020 | Cleaner, Stator Winding, Fast Dry | 1250 | 20 | 0 | ltr/s
553 | Manila |  |  | CON-CHE_1022 | Cleaner, Stator Winding, Slow Dry | 2500 | 14 | 5000 | pail/s | Chem - Stg | CENPRI
554 | Local |  |  | CON-CHE_1023 | Compound, Silicon Carbide, Grade 6A, Grit 1000, Micro-Fine, 16oz. | 800 | 0 | 1600 | can/s
555 | Manila |  |  | CON-CHE_1039 | Crack Detector, Cleaner, Spotcheck, SKC-S Aerosol | 272 | 5 | 544 | can/s | WH - Rm3 | CENPRI | Rack - H2
556 | Manila |  |  | CON-CHE_1040 | Crack Detector, Developer, Spotcheck, SKD-S2 | 446.6667 | 0 | 670 | can/s
557 | Manila |  |  | CON-CHE_1041 | Crack Detector, Penetrant, Spotcheck, SKL-SP2 | 446.6667 | 0 | 670 | can/s
558 | Local |  |  | CON-CHE_1045 | Gasket, Liquid, Three Bond 1212, White, 100g | 0 | 0 | 0 | tube/s | WH - Rm3 | CENPRI | Rack - H1
559 | Manila |  |  | CON-CHE_1048 | Grease, Vappro 869 VCI | 6160 | 1 | 12320 | ltr/s | WH - Rm3 | CENPRI | Rack - E2
560 | Manila |  |  | CON-CHE_1049 | NALCO 19Pulv, (SO3 - Oxygen Scavenger) | 129.6833 | 55.2 | 389.05 | kg/s | Chem - Stg | CENPRI
561 | Manila |  |  | CON-CHE_1051 | NALCO 3DT129, (3DT129 Residual - Corrosion Inhibitor) | 176.115 | 247 | 352.23 | kg/s | Chem - Stg | CENPRI
562 | Manila |  |  | CON-CHE_1052 | NALCO 7330, (Non-Oxidizing Biocide) | 160.12 | 20 | 320.24 | kg/s | Chem - Stg | CENPRI
563 | Manila |  |  | CON-CHE_1053 | NALCO 73550, (Biodespersant) | 323.715 | 0 | 647.43 | kg/s | Chem - Stg | CENPRI
564 | Manila |  |  | CON-CHE_1054 | NALCO 8457, (PO4 - Scale & Corrosion Inhibitor) | 226.4267 | 36 | 679.28 | kg/s | Chem - Stg | CENPRI
565 | Local |  |  | CON-CHE_1056 | Rugby, Contact Cement, 300ml | 45 | 0 | 70 | bot/s
566 |  |  |  | CON-CHE_1057 | Salt, Industrial Grade, Purity 99.5%, 50k/bag (Sodium Chloride) | 16.63 | -300 | 4.6 | kg/s | Chem - Stg | CENPRI
567 | Manila |  |  | CON-CHE_1059 | Silica Gel, Blue | 296 | 3 | 364 | kg/s | WH - Rm3 | CENPRI | Rack - H1
568 | Local |  |  | CON-CHE_1060 | Silica Gel, White | 175 | 0 | 350 | kg/s | WH - Rm3 | CENPRI | Rack - H1
569 |  |  |  | CON-CHE_1061 | Sodium Powder | 0 | 1350 | 0 | grm/s | WH - Rm3 | CENPRI | Rack - H1
570 | Manila |  |  | CON-CHE_1062 | TRAC 109, (Nitrite) | 153.025 | 525 | 317.82 | kg/s | Chem - Stg | CENPRI
571 | Manila |  |  | CON-CHE_1064 | Uniliq Multicleaner, water based | 525 | 223 | 350 | ltr/s | Chem - Stg | CENPRI
572 |  |  |  | CON-CHE_1065 | Water, Distilled, 1L | 18 | 0 | 25 | ltr/s
573 |  |  |  | CON-CHE_1067 | Rugby, 350ml | 60.45 | 0 | 65 | bot/s | WH - Rm2 | CENPRI | Rack - E2
574 |  |  |  | CON-CHE_1068 | Racumin, ready made | 77.4071 | 0 | 95 | pack/s | Chem - Stg | CENPRI
575 |  |  |  | CON-CHE_1069 | Butane | 99.975 | 0 | 79.95 | can/s | Chem - Stg | CENPRI
576 | Local |  |  | CON-CHE_1070 | Water, Distilled, 1 Quart | 10 | 8 | 10 | bot/s | WH - Rm3 | CENPRI | Rack - G2
577 | Local |  |  | CON-CHE_1071 | Gloves, Nitrile | 229.2 | 0 | 351 | box/s | WH - Rm1 | CENPRI
578 | Manila |  |  | CON-CHE_1072 | CHEM-AQUA 31155 (C777), 210LT/DM, APC, CA, Scale and Corrosion Inhibitor | 371.57 | 218 | 371.57 | ltr/s | Chem - Stg | CENPRI
579 | Manila |  |  | CON-CHE_1073 | CBD-94 (456C), 210LT/DM, APC, CA | 306.78 | 140 | 312.49 | ltr/s | Chem - Stg | CENPRI
580 | Manila |  |  | CON-CHE_1074 | MB-215 (043C), 210LT/DM, APC, CA | 324.0333 | 261 | 348.96 | ltr/s | Chem - Stg | CENPRI
581 | Manila |  |  | CON-CHE_1075 | MB-60B (4615), 4KG/DM, APC, CA, Oxidizing Biocide | 4627.28 | 6 | 4627.28 | pack/s | Chem - Stg | CENPRI
582 | Manila |  |  | CON-CHE_1076 | CHEM-AQUA 999 (0376), 20LT/DM, APC, CA | 393.68 | 0 | 393.68 | ltr/s | Chem - Stg | CENPRI
583 | Local |  |  | CON-CHE_1077 | Form-in Place Sealant, Skintight Blue, 7 1/4 oz | 2393.72 | 0 | 2393.72 | bot/s | WH - Rm3 | CENPRI
584 | Local |  |  | CON-CHE_1078 | Xylene Chemical | 1324 | 0 | 1324 | ltr/s | WH - Rm3 | CENPRI
585 | Local |  |  | CON-CHE_1079 | Probe With Spatula | 50 | 0 | 50 | pc/s | WH - Rm3 | CENPRI
586 | Local |  |  | CON-CHE_1080 | Mask, N95 | 89 | 0 | 160 | pc/s | WH - Rm3 | CENPRI
587 | Local |  |  | CON-CHE_1081 | Degreaser, Heavy Duty, Griz Off | 444 | 0 | 444 | gal/s
588 | Manila |  |  | CON-CHE_1082 | Biosolve Spill RX | 0 | 0 | 0 | bot/s |  | CENPRI
589 | Manila |  |  | CON-CHE_1083 | Dispersant, Oil Spill, (Hydron 200, Zeakleen Bioremediator) | 3200 | 0 | 3200 | pail/s |  | CENPRI
590 | Manila |  |  | CON-CHE_1084 | Boiling Chips, Part# VWR 26397-409, (8 oz/bot) | 680 | 1 | 680 | pack/s | WH - Rm3 | CENPRI | Rack - C3
591 | Manila |  |  | CON-CHE_1085 | Tygon Tubing, Rubber, 1/4 x 3/32 x 50ft, amber, Primeline 034RA (per roll) | 2300 | 2 | 2300 | pc/s | WH - Rm3 | CENPRI | Rack - C1
592 | Manila |  |  | CON-CHE_1086 | Stirring Rod, 7mm x 12", Pyrex | 38 | 1 | 38 | pc/s | WH - Rm3 | CENPRI | Rack - C1
593 | Manila |  |  | CON-CHE_1087 | NALCO 3DT394, (3DT394 - Scale Inhibitor) | 596.64 | 211 | 596.64 | kg/s | Chem - Stg | CENPRI
594 | Manila |  |  | CON-CHE_1088 | TBN Reagent C, AS-K13378-KW | 12795.05 | 0 | 12795.05 | pack/s
595 | Manila |  |  | CON-CHE_1089 | Easyship Water in Oil Reagent Pack, Reagent A & 50pcs | 16690.94 | 0 | 16690.94 | pack/s
596 | Manila |  |  | CON-CHE_1091 | CHEM-AQUA 777 (0424), 20LT/DM, APC, CA | 262.805 | 60 | 328.77 | ltr/s | Chem - Stg | CENPRI
597 | Local |  |  | CON-CHE_1092 | Hydrochloric Acid (PH Cleaner) | 50 | 0 | 50 | ltr/s
598 | Local |  |  | CON-CHE_1093 | Rugby, Contact Cement, Gal/4ltrs | 600 | 0 | 600 | gal/s
599 | Manila |  |  | CON-CHE_1094 | Pump, Chemical, Plastic | 0 | 0 | 0 | pc/s | Chem - Stg | CENPRI
600 | Local |  |  | CON-CHE_1095 | Battery Acid/Solution | 0 | 0 | 0 | ltr/s | WH - Rm3 | CENPRI | Rack - D1
601 | Local |  |  | CON-CHE_1096 | Hydrochloric Acid (PH Cleaner), Gal | 200 | 0 | 200 | gal/s | Chem - Stg | CENPRI
602 | Manila |  |  | CON-CHE_1097 | Cleaning Solution, For General Purpose, PN#:H17061L, 500ml | 1200 | 0 | 1200 | bot/s | WH - Rm3 | CENPRI | Rack - D1
603 | Manila |  |  | CON-CHE_1098 | Electrode Storage Solution, PN#:H170300M, 230ml | 1300 | 0 | 1300 | bot/s | WH - Rm3 | CENPRI | Rack - D1
604 | Manila |  |  | CON-CHE_1099 | pH 7.01 @ 25deg, C Calibration Buffer Sachet, (25pcs x 20ml), PN#:H170007P, | 2300 | 0 | 2300 | pack/s | WH - Rm3 | CENPRI | Rack - D1
605 | Manila |  |  | CON-CHE_1100 | pH 10.01 @ 25 deg, C Calibration, Buffer Sachets, (25pcs x 20ml), PN#: H170010P | 2300 | 0 | 2300 | pack/s | WH - Rm3 | CENPRI | Rack - D1
606 |  |  |  | CON-CON_1001 | Glass, Clear | 3.75 | 46 | 7 | pc/s | WH - Rm3 | CENPRI | Rack - C4
607 | Local |  |  | CON-CON_1002 | Glass, Lens, Clear, #10 | 2.875 | 0 | 7 | pc/s
608 |  |  |  | CON-CON_1004 | Glass, Lens, Dark, #10 | 8.0712 | 6 | 8 | pc/s | WH - Rm3 | CENPRI | Rack - C3
609 | Local |  |  | CON-CON_1006 | Blade, Hacksaw, 18tpi, HSS 300mm/12" | 39.3814 | 2 | 55 | pc/s
610 | Local |  |  | CON-CON_1007 | Disc, Cutting, 12" | 52 | 5 | 156 | pc/s | WH - Rm3 | CENPRI | Rack - C1
611 |  |  |  | CON-CON_1008 | Disc, Cutting, 4" x 3/32" x 5/8" | 70.0175 | 33 | 96.5 | pc/s | WH - Rm3 |  | Rack - C2
612 | Local |  |  | CON-CON_1009 | Disc, Cutting, 7" | 78 | 0 | 156 | pc/s | WH - Rm3 | CENPRI | Rack - C2
613 |  |  |  | CON-CON_1010 | Disc, Grinding, 4" x 1/4" x 5/8" | 65.4367 | 41 | 101.85 | pc/s | WH - Rm3 | CENPRI | Rack - C2
614 |  |  |  | CON-CON_1014 | Drill Bit , 13/16", 20mm | 49.5 | 0 | 99 | pc/s
615 | Local |  |  | CON-CON_1016 | Drill Bit , 5/16", 8mm | 94.675 | 0 | 189.35 | pc/s
616 |  |  |  | CON-CON_1023 | Drill Bit, Metal, Long Series, 1/8" | 17.5 | 0 | 35 | pc/s
617 | Local |  |  | CON-CON_1025 | Electrode, Tungsten, 2.4mm, WT20 | 130 | 0 | 195 | pc/s
618 |  |  |  | CON-CON_1028 | Electrode, Welding, 1/8" x E6011 | 234.924 | 4 | 92.5 | kg/s | WH - Rm3 | CENPRI | Rack - H4
619 |  |  |  | CON-CON_1029 | Electrode, Welding, 1/8" x E6013 | 41.3154 | 20 | 89.75 | kg/s | WH - Rm3 | CENPRI | Rack - H4
620 |  |  |  | CON-CON_1030 | Electrode, Welding, 1/8" x E7018 | 410.4 | 36 | 99 | kg/s | WH - Rm3 | CENPRI | Rack - H3
621 | Local |  |  | CON-CON_1032 | Electrode, Welding, SS 308, 2.4mm | 106.6667 | 2 | 320 | kg/s | WH - Rm3 | CENPRI | Rack - H4
622 | Local |  |  | CON-CON_1033 | Electrode, Welding, SS 308, 2.5mm | 160 | 0 | 320 | kg/s
623 |  |  |  | CON-CON_1035 | Holder, Electrode, 300A | 210 | 0 | 305 | pc/s
624 |  |  |  | CON-CON_1036 | Holder, Electrode, 500A | 175 | 0 | 350 | pc/s
625 |  |  |  | CON-CON_1037 | Nails, Common, 1-1/2" | 27.915 | 0 | 56.75 | kg/s
626 | Local |  |  | CON-CON_1038 | Nails, Common, 1" | 30.25 | 0 | 60.5 | kg/s
627 |  |  |  | CON-CON_1039 | Nails, Common, 2-1/2" | 47.242 | 5 | 54.5 | kg/s | WH - Rm3 | CENPRI | Rack - D4
628 | Local |  |  | CON-CON_1040 | Nails, Common, 2" | 27.25 | 0 | 54.5 | kg/s
629 | Local |  |  | CON-CON_1042 | Nails, Common, 3" | 36 | 0 | 52 | kg/s
630 |  |  |  | CON-CON_1043 | Nails, Common, 4" | 24.99 | 0 | 50.5 | kg/s
631 | Local |  |  | CON-CON_1046 | Nails, Finishing, 1-1/2" | 55.868 | 0 | 103.34 | kg/s
632 |  |  |  | CON-CON_1047 | Nails, Finishing, 2-1/2" | 47 | 0 | 59 | kg/s
633 |  |  |  | CON-CON_1050 | Screw, Self-Drilling, 8mm x 2", (Tek Screw) | 280 | -1 | 350 | box/s
634 | Manila |  |  | CON-CON_1054 | Stone, Honing, Grain Size: 46, Hardness: 3, RA: 3.0-5.0, 11373-20-14 | 581.415 | 96 | 1162.83 | pc/s | WH - Rm3 | CENPRI | Rack - H2
635 | Local |  |  | CON-CON_1057 | Stone, Sharpening, 109 "S" Combination, 6" x 2" x 1" | 22.5 | 0 | 45 | pc/s
636 |  |  |  | CON-CON_1059 | Tie Wire, #16 | 50.9256 | 24 | 65 | kg/s
637 | Local |  |  | CON-CON_1061 | Tie, Nylon, #150 | 88.8767 | 0 | 88.88 | pack/s
638 |  |  |  | CON-CON_1066 | Adhesive, Instant, 495 | 247.5 | 0 | 495 | pc/s
639 | Local |  |  | CON-CON_1069 | Brush, Cup, Crimped, M10 x 1.25mm, 3" | 49.75 | 0 | 99.5 | pc/s
640 | Local |  |  | CON-CON_1071 | Brush, Cup, Crimped, M14 x 2mm, 4" | 0 | 1 | 0 | pc/s
641 | Local |  |  | CON-CON_1073 | Brush, Cup, Crimped, M16 x 2mm, 4", Wire Size 0.30 | 0 | 4 | 0 | pc/s | WH - Rm3 | CENPRI | Rack - C2
642 |  |  |  | CON-CON_1079 | Brush, Cup, Twisted, M14 x 2mm, 4" | 37.5 | 4 | 150 | pc/s | WH - Rm3 | CENPRI | Rack - C2
643 |  |  |  | CON-CON_1081 | Brush, Paint, 1" | 12.2889 | 0 | 15 | pc/s
644 |  |  |  | CON-CON_1082 | Brush, Paint, 2" | 14.61 | 6 | 12.5 | pc/s | WH - Rm3 | CENPRI | Rack - C4
645 | Local |  |  | CON-CON_1083 | Brush, Paint, 3" | 13 | 1 | 0 | pc/s | WH - Rm3 | CENPRI | Rack - C4
646 |  |  |  | CON-CON_1084 | Brush, Paint, 4" | 33.235 | 1 | 46.75 | pc/s
647 |  |  |  | CON-CON_1085 | Brush, Roller 4", w/ Handle | 29.6786 | 1 | 28 | pc/s
648 |  |  |  | CON-CON_1087 | Brush, Roller, Refill, 4" | 17.7367 | 26 | 22 | pc/s | WH - Rm3 | CENPRI | Rack - C4
649 |  |  |  | CON-CON_1088 | Chalkstone/ Soapstone | 2.5725 | 14 | 4 | pc/s | WH - Rm3 | CENPRI | Rack - C3
650 | Manila |  |  | CON-CON_1093 | Emery Cloth, # 600, Aluminum Oxide, TJ113 ( JB-5 ) | 52.4033 | 0 | 0 | mtr/s
651 | Local |  |  | CON-CON_1094 | Filler Rod, Bronze, 1/8" | 242.8 | 2 | 590 | kg/s | WH - Rm3 | CENPRI | Rack - H3
652 | Local |  |  | CON-CON_1097 | Glue, Wood, 250g, (Stickwel) | 34.4 | 0 | 37 | pc/s
653 | Local |  |  | CON-CON_1101 | Paint and Varnish Remover, 4L/Gal | 458.3033 | 0 | 475 | gal/s
654 | Local |  |  | CON-CON_1104 | Paint, Spray, Quick Drying, Medium Yellow, 400cc | 50 | 0 | 100 | can/s
655 | Local |  |  | CON-CON_1106 | Paint, Enamel, Black | 93.75 | 0 | 120 | ltr/s
656 | Local |  |  | CON-CON_1108 | Paint, Enamel, Green | 110.25 | 0 | 140 | ltr/s
657 | Local |  |  | CON-CON_1111 | Paint, Enamel, Red | 81.75 | 0 | 165 | ltr/s
658 | Local |  |  | CON-CON_1112 | Paint, Enamel, Red | 0 | 0 | 0 | can/s
659 |  |  |  | CON-CON_1114 | Paint, Heat Resistant, up to 1200deg F, Aluminum | 1880.625 | 0 | 3009 | gal/s | WH - Rm3 | CENPRI | Rack - G1
660 |  |  |  | CON-CON_1121 | Paint, Primer, Epoxy, Gray, With Catalyst, 4L/gal | 487.75 | 3 | 580 | gal/s | WH - Rm3 | CENPRI | Rack - E2
661 | Local |  |  | CON-CON_1122 | Paint, Primer, Metal, Red Oxide, 4L/gal | 243.8889 | 0 | 373 | gal/s
662 |  |  |  | CON-CON_1123 | Rivets, Blind, Aluminum, 1/8" x 1/2" | 94 | 3 | 0 | box/s | WH - Rm3 | CENPRI | Rack - C4
663 |  |  |  | CON-CON_1124 | Rivets, Blind, Aluminum, 1/8" x 3/4" | 175.9 | 8 | 304 | box/s | WH - Rm3 | CENPRI | Rack - C4
664 |  |  |  | CON-CON_1125 | Roof Guard, Baguio Green | 432 | 0 | 590 | gal/s
665 |  |  |  | CON-CON_1126 | Rope, Nylon, #300 | 206.6667 | 0 | 310 | roll/s
666 |  |  |  | CON-CON_1127 | Rust Converter, 4L/gal | 570.6875 | 1 | 290 | gal/s
667 | Local |  |  | CON-CON_1128 | Sandpaper, G100 | 10.6667 | 0 | 18 | sht/s
668 | Local |  |  | CON-CON_1129 | Sandpaper, G1000 | 8.8 | 26 | 11 | sht/s | WH - Rm3 | CENPRI | Rack - H1
669 | Local |  |  | CON-CON_1130 | Sandpaper, G120 | 9.6188 | 65 | 14 | sht/s | WH - Rm3 | CENPRI | Rack - H1
670 | Local |  |  | CON-CON_1131 | Sandpaper, G150 | 6.6667 | 7 | 10 | sht/s | WH - Rm3 | CENPRI | Rack - H1
671 | Local |  |  | CON-CON_1133 | Sandpaper, G320 | 7.3333 | 12 | 10 | sht/s
672 | Local |  |  | CON-CON_1136 | Sandpaper, G600 | 6.75 | 49 | 10 | sht/s | WH - Rm3 | CENPRI | Rack - H1
673 |  |  |  | CON-CON_1138 | Sandpaper, G80 | 21.1578 | 5 | 11 | sht/s | WH - Rm3 | CENPRI | Rack - H1
674 | Local |  |  | CON-CON_1139 | Sandpaper, G800, (Wet or Dry 518) | 5 | 0 | 10 | sht/s
675 | Local |  |  | CON-CON_1140 | Scraper, Industrial | 7.5 | 0 | 16 | pc/s
676 |  |  |  | CON-CON_1141 | Sealant, Roof | 1416.5 | 0 | 1672 | gal/s | WH - Rm3 | CENPRI | Rack - G1
677 |  |  |  | CON-CON_1142 | Sealant, Silicon | 101.0367 | 10 | 125 | tube/s
678 |  |  |  | CON-CON_1143 | Sealer, Sanding, Lacquer | 94.75 | 0 | 149 | ltr/s
679 | Local |  |  | CON-CON_1144 | Stikwel | 27 | 0 | 36.5 | pack/s
680 | Local |  |  | CON-CON_1145 | Tape, Polytetrafluroethlyne (PTFE), Industrial, 1/2" (Teflon) | 14.5 | 0 | 15 | roll/s
681 | Local |  |  | CON-CON_1146 | Tape, Polytetrafluroethlyne (PTFE), Industrial, 3/4" (Teflon) | 17 | 1 | 25.5 | roll/s | WH - Rm3 | CENPRI | Rack - D2
682 |  |  |  | CON-CON_1147 | Thinner, Acrylic, 4L/Gal | 325.5217 | 2 | 400 | gal/s | WH - Rm3 | CENPRI | Rack - G1
683 |  |  |  | CON-CON_1148 | Thinner, Lacquer | 194.1031 | 0 | 260 | gal/s | WH - Rm3 | CENPRI | Rack - E1
684 | Local |  |  | CON-CON_1149 | Thinner, Paint | 32.5 | 0 | 65 | ltr/s | WH - Rm3 | CENPRI | Rack - E1
685 | Local |  |  | CON-CON_1150 | Tig, Ceramic Cap, # 7 | 0 | 12 | 0 | pc/s | WH - Rm3 | CENPRI | Rack - F3
686 | Local |  |  | CON-CON_1151 | Tig, Ceramic Cap, #8 | 0 | 11 | 0 | pc/s | WH - Rm3 | CENPRI | Rack - F3
687 | Local |  |  | CON-CON_1152 | Tig, Collet Body, 2.4mm | 0 | 8 | 0 | pc/s | WH - Rm3 | CENPRI | Rack - F3
688 | Local |  |  | CON-CON_1154 | Tig, Collet Tube, 2.4mm | 0 | 6 | 0 | pc/s | WH - Rm3 | CENPRI | Rack - F3
689 | Local |  |  | CON-CON_1155 | Tig, Collet Tube, 3.2mm | 0 | 0 | 0 | pc/s | WH - Rm3 | CENPRI | Rack - F3
690 | Local |  |  | CON-CON_1156 | Tig, Long Back Cap | 0 | 8 | 0 | pc/s | WH - Rm3 | CENPRI | Rack - F3
691 | Local |  |  | CON-CON_1159 | Tox, Plastic, # 4 | 0.25 | 0 | 0.5 | pc/s
692 | Local |  |  | CON-CON_1161 | Tox, Plastic, # 6 | 0.16667 | 0 | 0 | pc/s
693 | Local |  |  | CON-CON_1162 | Tox, Plastic, # 7 | 0.625 | 0 | 1.25 | pc/s
694 | Local |  |  | CON-CON_1163 | Tox, Plastic, # 8 | 0.66667 | 0 | 1 | pc/s
695 |  |  |  | CON-CON_1167 | Welding Cutting Tip, 3 | 305.3333 | 0 | 550 | pc/s
696 | Local |  |  | CON-CON_1170 | Wheel, Cutting,Diamond, Thin Cut, 1.2mm x 20mm x 4" | 147.3333 | 0 | 182 | pc/s
697 | Local |  |  | CON-CON_1171 | Wheel, Cutting,Diamond, 1.8mm x 20mm x 4" | 86.6667 | 3 | 260 | pc/s | WH - Rm3 | CENPRI | Rack - C2
698 |  |  |  | CON-CON_1178 | Sandpaper, G100 | 18 | 0 | 18 | sht/s | WH - Rm3 |  |  | Rack - B2
699 |  |  |  | CON-CON_1180 | Paint, Oil Wood Stain, Oak | 102.5 | 0 | 102.5 | ltr/s | WH - Rm3 | CENPRI
700 |  |  |  | CON-CON_1181 | Lacquer, Clear Gloss | 138.75 | 0 | 138.75 | ltr/s | WH - Rm3 | CENPRI
701 |  |  |  | CON-CON_1182 | Compound, Patching | 28.5 | 0 | 28 | kg/s | WH - Rm3 | CENPRI
702 |  |  |  | CON-CON_1184 | Paint, Epoxy Enamel, Emerald Green | 932.5 | 0 | 950 | gal/s | WH - Rm3 | CENPRI | Rack - G1
703 |  |  |  | CON-CON_1185 | Paint, Epoxy Enamel, Ultramarine Blue | 998 | 0 | 998 | gal/s | WH - Rm3 | CENPRI | Rack - G1
704 |  |  |  | CON-CON_1186 | Solvent, PVC, 500 C | 18 | 0 | 36 | can/s |  | CENPRI
705 |  |  |  | CON-CON_1187 | Paint, Enamel, Yellow, Liters | 163 | 0 | 163 | ltr/s | WH - Rm3 | CENPRI | Rack - G1
706 |  |  |  | CON-CON_1188 | Paint, Enamel, Aluminum | 365.3333 | 1 | 535 | gal/s | WH - Rm3 | CENPRI | Rack - G1
707 |  |  |  | CON-CON_1190 | Welding Cutting Tip, 1 | 392.2 | 0 | 550 | pc/s | WH - Rm3 | CENPRI | Rack - A3
708 |  |  |  | CON-CON_1191 | Rockwool Blanket , With Wire Mesh, 2" Thick x 0.6 meter x 5 meters, | 1697.5 | 0 | 1800 | roll/s | WH - Sec 2 | CENPRI
709 |  |  |  | CON-CON_1193 | Disc, Cutting, 14" | 142.3889 | 2 | 240 | pc/s | WH - Rm3 | CENPRI | Rack - F2
710 |  |  |  | CON-CON_1194 | Rope, Nylon, 15mm | 29 | 0 | 29 | mtr/s | WH - Rm3 | CENPRI | Rack - F3
711 |  |  |  | CON-CON_1195 | Sandpaper, G180 | 16.6875 | 5 | 12 | sht/s | WH - Rm3 | CENPRI | Rack - D2
712 |  |  |  | CON-CON_1196 | Hose, Twin, Cutting Outfit | 110 | 0 | 110 | mtr/s | WH - Rm3 | CENPRI
713 |  |  |  | CON-CON_1197 | Paint, Epoxy Enamel, w/ Catalyst, Caterpillar Yellow | 900.5 | 0 | 896 | gal/s | WH - Rm3 | CENPRI | Rack - G1
714 |  |  |  | CON-CON_1198 | Cutting Tip Cleaner | 150 | 0 | 150 | set/s | WH - Rm3 | CENPRI | Rack - D2
715 |  |  |  | CON-CON_1199 | Disc, Grinding, 7" x 1/4" x 7/8" | 84 | 34 | 168 | pc/s | WH - Rm3 | CENPRI | Rack - E2
716 |  |  |  | CON-CON_1201 | Lumber, Coco, 2" x 2" x 10 ft | 81.5 | 0 | 80 | lgth/s | WH - Bldg. | CENPRI
717 |  |  |  | CON-CON_1202 | Rivets, Long Blind, Aluminum, 1/8" x 1/2" | 185 | 7 | 190 | box/s | WH - Rm3 | CENPRI | Rack - G2
718 | Local |  |  | CON-CON_1203 | Lumber, Coco, 2" x 4" x 10 ft | 166 | 0 | 166 | lgth/s | WH - Bldg. | CENPRI
719 | Local |  |  | CON-CON_1204 | Rope, Nylon, 3/4" | 38 | 0 | 38 | mtr/s | WH - Rm3 | CENPRI
720 | Local |  |  | CON-CON_1205 | Disc, Pencil Grinding, Cone Type, Ceramic, 1" dia x 3/8", | 31.5 | 0 | 31.5 | pc/s | WH - Rm3 | CENPRI
721 | Local |  |  | CON-CON_1206 | Paint, Orange | 100 | 0 | 100 | can/s | WH - Rm3 | CENPRI
722 | Local |  |  | CON-CON_1210 | Tile, Floor, Biege, 8" x 8" | 20 | 0 | 20 | pc/s | WH - Rm3 | CENPRI
723 | Local |  |  | CON-CON_1211 | Strainer, Floor Drain, 4" | 75 | 0 | 65 | pc/s | WH - Rm3 | CENPRI | Rack - A4
724 | Manila |  |  | CON-CON_1212 | Drill Bit, Metal, Tapered Shank, 22 mm | 2384 | 0 | 2384 | pc/s | WH - Rm3 | CENPRI | Rack - E1
725 | Local |  |  | CON-CON_1213 | Solvent, PVC, 100 C | 33.6667 | 0 | 39 | can/s | WH - Rm3 | CENPRI
726 | Local |  |  | CON-CON_1214 | Tie Wire, 3/16, Gauge 8, 4 mm | 62.7 | 0 | 62.7 | kg/s | WH - Rm3 | CENPRI
727 | Manila |  |  | CON-CON_1215 | Rockwool Blanket , With Wire Mesh, 4" Thick, Size: 100mm T x 600mm W x 2.5 Meter L, Density : 60 kgs / cubic, 121 Square Meter is Equivalent To 81 Rolls | 2136.4 | 39 | 2136.4 | roll/s | WH - Bldg. | CENPRI
728 | Local |  |  | CON-CON_1216 | Drill Bit, 3/16 Inch Diameter | 71.9 | 0 | 56 | pc/s | WH - Rm3 | CENPRI | Rack - E2
729 | Local |  |  | CON-CON_1217 | Rivets, Blind, 3/16 Inch Diameter x 1/2 Inch | 475 | 0 | 475 | box/s | WH - Rm3 | CENPRI
730 | Local |  |  | CON-CON_1218 | Paint, Epoxy Enamel Top Coat, International Red | 988 | 0 | 863 | gal/s | WH - Rm3 | CENPRI
731 | Local |  |  | CON-CON_1219 | Paint, Epoxy Enamel Top Coat, White | 1010 | 0 | 1050 | gal/s | WH - Rm3 | CENPRI
732 | Local |  |  | CON-CON_1220 | Valve, Brass, Shower, 1/2" | 300 | 1 | 300 | pc/s | WH - Rm3 | CENPRI | Rack - C3
733 | Local |  |  | CON-CON_1221 | Shower Head | 380 | 1 | 380 | set/s | WH - Rm3 | CENPRI | Rack - C3
734 | Local |  |  | CON-CON_1222 | Paint, Epoxy Enamel, Battleship Gray | 932 | 2 | 915 | gal/s | WH - Rm3 | CENPRI | Rack - E2
735 | Local |  |  | CON-CON_1223 | Drill Bit, Metal, 14mm | 1235 | 0 | 1235 | pc/s | WH - Rm3 | CENPRI
736 | Local |  |  | CON-CON_1224 | Faucet, Urinal | 1180 | 0 | 1180 | pc/s | WH - Rm3 | CENPRI | Rack - C3
737 | Local |  |  | CON-CON_1225 | Valve, Angle, 1/2" x 1/2" | 152 | 0 | 152 | pc/s | WH - Rm3 | CENPRI
738 | Local |  |  | CON-CON_1226 | Hose, Flexible, 1/2" x 1/2" x 16" | 166.125 | 4 | 119.75 | pc/s | WH - Rm3 | CENPRI | Rack - D2
739 | Local |  |  | CON-CON_1227 | Faucet, Tap Water | 140.5 | 0 | 65 | pc/s | WH - Rm3 | CENPRI
740 | Local |  |  | CON-CON_1228 | Filler Rod, Silver | 18 | 0 | 18 | pc/s | WH - Rm3 | CENPRI
741 | Local |  |  | CON-CON_1229 | Screw, Metal, 1/4" | 0.81 | 0 | 0.81 | pc/s | WH - Rm3 | CENPRI
742 | Local |  |  | CON-CON_1230 | Screw, Metal , 6mm x 1" | 0.5 | 0 | 0.5 | pc/s | WH - Rm3 | CENPRI
743 | Local |  |  | CON-CON_1231 | Drill Bit, Masonry, 1/4" | 58.3333 | 0 | 41 | pc/s | WH - Rm3 | CENPRI
744 | Local |  |  | CON-CON_1232 | Drill Bit, Masonry, 3/16" | 87.5 | 0 | 87 | pc/s | WH - Rm3 | CENPRI
745 | Local |  |  | CON-CON_1233 | Screw, Metal, 10mm x 1/2" | 1.5 | 0 | 1.5 | pc/s | WH - Rm3 | CENPRI
746 | Local |  |  | CON-CON_1234 | Rivets, Blind, Aluminum, 5/32" x 1/2" | 280 | 0 | 260 | box/s | WH - Rm3 | CENPRI
747 | Local |  |  | CON-CON_1235 | Drill Bit, 5/32" | 44.5833 | 0 | 46 | pc/s | WH - Rm3 | CENPRI
748 | Local |  |  | CON-CON_1236 | Paint, Spray, Quick Drying, Orange, 400cc | 100 | 0 | 100 | can/s | WH - Rm1 | CENPRI
749 | Local |  |  | CON-CON_1237 | Screw, Metal, 10mm x 1-1/2" | 1.5 | 0 | 1.5 | pc/s | WH - Rm3 | CENPRI
750 | Local |  |  | CON-CON_1238 | Rope, Nylon, 1/2" | 18.83 | 0 | 18.83 | mtr/s | WH - Rm3 | CENPRI
751 | Local |  |  | CON-CON_1239 | Nail, U | 100 | 0 | 100 | kg/s | WH - Rm3 | CENPRI
752 | Local |  |  | CON-CON_1240 | Tie, Nylon, #20 | 70.8 | 1 | 70.8 | pack/s | WH - Rm3 | CENPRI | Rack - C3
753 | Local |  |  | CON-CON_1241 | Lumber, Coco, 2" x 3" x 10 ft | 60 | 0 | 120 | lgth/s | WH - Bldg. | CENPRI
754 | Local |  |  | CON-CON_1242 | Paint, Enamel, Crystal Blue, 1 Liter | 135 | 0 | 135 | ltr/s | WH - Rm3 | CENPRI
755 | Local |  |  | CON-CON_1243 | Paint, Enamel, Uni-Nile Green, 1 Liter | 135 | 0 | 135 | ltr/s | WH - Rm3 | CENPRI
756 | Local |  |  | CON-CON_1244 | Paint, Enamel, International Red, 1 Liter | 141 | 0 | 141 | ltr/s | WH - Rm3 | CENPRI
757 | Local |  |  | CON-CON_1245 | Paint, Enamel, Lemon Yellow, 1 Liter | 150 | 0 | 150 | ltr/s | WH - Rm3 | CENPRI
758 | Local |  |  | CON-CON_1246 | Paint, Enamel, Beige, 1 Liter | 142 | 0 | 145 | ltr/s | WH - Rm3 | CENPRI
759 | Local |  |  | CON-CON_1247 | Thinner, Paint, 350cc | 23.5 | 0 | 31 | bot/s | WH - Rm3 | CENPRI
760 | Local |  |  | CON-CON_1248 | Screw, Self-Drilling, 8mm x 2", (Tek Screw) / pcs | 1.0222 | 549 | 1.5 | pc/s | WH - Rm3 | CENPRI | Rack - C4
761 | Local |  |  | CON-CON_1249 | Brush, Circular Wire Wheel, 6" | 192 | 0 | 204 | pc/s | WH - Rm3 | CENPRI | Rack - C3
762 | Local |  |  | CON-CON_1250 | Rivets, Blind, Aluminum, 5/32" x 3/4" | 296.25 | 0 | 380 | box/s | WH - Rm3 | CENPRI
763 | Local |  |  | CON-CON_1251 | Screw with Tox Plastic ( as per sample ) | 9.765 | 0 | 18 | set/s | WH - Rm3 | CENPRI
764 | Local |  |  | CON-CON_1252 | Sealant, Roof, Pouch, 75ml | 54.5 | 5 | 53 | pack/s | WH - Rm3 | CENPRI
765 | Local |  |  | CON-CON_1253 | Metal Polish | 153.75 | 0 | 150 | can/s | WH - Rm1 | CENPRI
766 | Local |  |  | CON-CON_1254 | Paint, Chlorinated Rubber Based Reflectorized For Traffic, White | 1097 | 0 | 1097 | gal/s | WH - Rm3 | CENPRI
767 | Local |  |  | CON-CON_1255 | Paint, Chlorinated Rubber Based Reflectorized For Traffic, Yellow | 1148 | 0 | 1148 | gal/s | WH - Rm3 | CENPRI
768 | Local |  |  | CON-CON_1256 | Thinner / Reducer, Chlorinated, 42 | 505 | 0 | 505 | gal/s | WH - Rm3 | CENPRI
769 | Local |  |  | CON-CON_1257 | Paint, Primer, Epoxy, Gray, With Catalyst, Liters | 180 | 0 | 180 | ltr/s | WH - Rm3 | CENPRI
770 | Local |  |  | CON-CON_1258 | Sealant, Roof, Liters | 468 | 0 | 468 | ltr/s | WH - Rm3 | CENPRI
771 | Local |  |  | CON-CON_1259 | Disc, Cutting, Super Thin, 4" x 0.040" x 5/8" | 19.4429 | 0 | 27.6 | pc/s | WH - Rm3 | CENPRI
772 | Local |  |  | CON-CON_1260 | Plywood, Ordinary, Marine, 3/4" x 4 x 8 | 1055 | 0 | 1055 | sht/s | WH - Rm3 | CENPRI
773 | Local |  |  | CON-CON_1262 | Bushing, BI, 1-1/2" x 3/4", Threaded | 0 | 0 | 0 | pc/s |  | CENPRI
774 | Local |  |  | CON-CON_1263 | Tee, Coupling, BI, Threaded, S-40, 1-1/2" | 0 | 0 | 0 | pc/s
775 | Local |  |  | CON-CON_1264 | Screw, (for hardiflex) | 1 | 0 | 1 | pc/s
776 | Local |  |  | CON-CON_1265 | Bolt, Full Thread, 5/32" x 1-5/8" | 10 | 0 | 10 | pc/s
777 | Local |  |  | CON-CON_1266 | Disc, Cutting, 4" x 1/4" x 5/8" | 44.9433 | 0 | 26.5 | pc/s | WH - Rm3 | CENPRI
778 | Local |  |  | CON-CON_1267 | Plywood, Ordinary, Marine, 1/4" x 4 x 8 | 290 | 0 | 290 | sht/s
779 | Local |  |  | CON-CON_1269 | Bushing, BI, 1/2" x 3/4", Threaded | 0 | 0 | 0 | pc/s
780 | Local |  |  | CON-CON_1270 | Lumber, Good, Mahogany, S4S, 2" x 8" x 2ft | 186.5 | 0 | 173 | lgth/s
781 | Local |  |  | CON-CON_1271 | Paint, Lead, Red | 350 | 0 | 350 | gal/s | WH - Rm3 | CENPRI
782 | Local |  |  | CON-CON_1272 | Paint, Enamel, Dark Green | 447.5 | 0 | 447.5 | gal/s
783 | Local |  |  | CON-CON_1273 | Paint, Spray, Quick Drying, Black, 400cc | 120 | 0 | 120 | can/s | WH - Rm3 | CENPRI
784 | Local |  |  | CON-CON_1274 | Rod, Bronze, 1/8" | 580 | 0 | 580 | kg/s
785 | Local |  |  | CON-CON_1275 | Lumber, Good, Mahogany, 2" x 3" x 10 ft | 262.5 | 0 | 275 | lgth/s | WH - Bldg. | CENPRI
786 | Local |  |  | CON-CON_1276 | Nails, Finishing, 1" | 60.5 | 0 | 61 | kg/s
787 | Local |  |  | CON-CON_1277 | Flo, Lacquer | 159 | 0 | 159 | ltr/s
788 | Local |  |  | CON-CON_1278 | Plyboard, 3/4" x 4ft x 8ft | 1037.5 | 0 | 980 | sht/s
789 | Local |  |  | CON-CON_1279 | Paint, Lacquer, Orange Blaze | 870 | 2 | 880 | gal/s | WH - Rm3 | CENPRI | Rack - E2
790 | Local |  |  | CON-CON_1280 | Paint, Latex, White, Gloss | 540 | 0 | 540 | gal/s
791 | Local |  |  | CON-CON_1281 | Bolt, 3/16 x 1/2 | 0.55 | 0 | 0.55 | pc/s
792 | Local |  |  | CON-CON_1282 | Wool, Steel | 10 | 0 | 10 | pc/s | WH - Rm3 | CENPRI
793 | Local |  |  | CON-CON_1283 | Washer, Plain, 3/16 | 0.4 | 0 | 0.4 | pc/s
794 | Local |  |  | CON-CON_1284 | Plywood, Marine, 18mm x 4ft x 8ft | 1297.5 | 0 | 1150 | sht/s
795 | Local |  |  | CON-CON_1285 | Paint, Enamel, Apple Green | 525 | 0 | 525 | gal/s
796 | Local |  |  | CON-CON_1286 | Drill Bit, Metal, 14.2875mm (9/16") | 1312 | 0 | 1312 | pc/s
797 | Local |  |  | CON-CON_1287 | Drill Bit, Masonry, 1/2" (12mm) | 139.75 | 0 | 91 | pc/s
798 | Local |  |  | CON-CON_1288 | Drill Bit, Masonry, 3/8" | 75 | 0 | 75 | pc/s
799 | Local |  |  | CON-CON_1289 | Rope, Nylon, 6mm | 4 | 0 | 4 | mtr/s
800 | Local |  |  | CON-CON_1290 | Drill Bit , 1/16" / (1.5875mm) | 25 | 0 | 25 | pc/s
801 | Local |  |  | CON-CON_1291 | Stone, Grinding/ Mounted, Die Pencil, B-41 | 30 | 0 | 30 | pc/s
802 | Local |  |  | CON-CON_1292 | Paint, Spray, Quick Drying, Apple Green, 400cc | 100 | 0 | 100 | can/s | WH - Rm3 | CENPRI
803 | Local |  |  | CON-CON_1293 | Sealant, Roof, Water Stop 200ml | 375 | 0 | 375 | can/s
804 | Local |  |  | CON-CON_1294 | Paint, Rubberized, Latex, Whipple Blue | 515 | 0 | 515 | gal/s | WH - Rm3 | CENPRI
805 | Local |  |  | CON-CON_1295 | Lumber, Good, S4S, 2" x 2" x 10 ft | 184.175 | 0 | 183.35 | lgth/s | WH - Bldg. | CENPRI
806 | Local |  |  | CON-CON_1296 | Lumber, Good, S4S, 1" x 4" x 10 ft | 210 | 0 | 210 | lgth/s | WH - Bldg. | CENPRI
807 | Local |  |  | CON-CON_1297 | Lumber, Good, S4S, 1" x 2" x 10 ft | 94.5 | 0 | 96 | lgth/s | WH - Bldg. | CENPRI
808 | Local |  |  | CON-CON_1298 | Paint, Oil Wood Stain, Walnut | 112 | 0 | 112 | ltr/s | WH - Rm3 | CENPRI
809 | Local |  |  | CON-CON_1299 | Thinner, Lacquer, bot, 300ml | 32 | 0 | 32 | bot/s
810 | Local |  |  | CON-CON_1300 | Screw, Self-Drilling, 8mm x 1", (Tek Screw) / pcs | 1.5 | 0 | 1.5 | pc/s
811 | Local |  |  | CON-CON_1301 | Screw, Self-Drilling, 8mm x 1-1/2", (Tek Screw) / pcs | 1.5 | 0 | 1.5 | pc/s
812 | Local |  |  | CON-CON_1302 | Tingting Color, Lamp Black in Oil, 80ml | 43 | 0 | 43 | can/s
813 | Local |  |  | CON-CON_1303 | Tingting Color, Venetian Red in Oil, 80ml | 46 | 0 | 46 | can/s
814 | Local |  |  | CON-CON_1304 | Sealer, Sanding, Lacquer, Gal | 537.6 | 0 | 525.2 | gal/s | WH - Rm3 | CENPRI
815 | Local |  |  | CON-CON_1305 | Drill bit, Concrete, 6.5mm | 83.3 | 0 | 83.3 | pc/s
816 | Local |  |  | CON-CON_1306 | Screw, Metal , 4mm x 1" -L | 0.75 | 0 | 0 | pc/s
817 | Local |  |  | CON-CON_1307 | Paint, Enamel, Uni-Nile Green | 483 | 1 | 483 | gal/s | WH - Rm3 | CENPRI | Rack - E2
818 | Local |  |  | CON-CON_1312 | Paint, Touch-Up, Green | 0 | 0 | 0 | bot/s | WH - Bldg. | CENPRI
819 | Local |  |  | CON-CON_1313 | Paint, Touch-Up, White | 0 | 0 | 0 | bot/s | WH - Bldg. | CENPRI
820 | Local |  |  | CON-CON_1314 | Thinner, Acrylic | 0 | 0 | 0 | bot/s | WH - Bldg. | CENPRI
821 | Local |  |  | CON-CON_1315 | Thinner, Paint, Gal | 205.8333 | 5 | 255 | gal/s | WH - Rm3 | CENPRI | Rack - E1
822 | Local |  |  | CON-CON_1317 | Bar, Angle, MS, 5mm x 1" x 20 ft | 427.425 | 7 | 422.5 | lgth/s | WH - Bldg. | CENPRI
823 | Local |  |  | CON-CON_1318 | Valve, Angle, SS, 1/2" x 1/2" | 210 | 0 | 210 | pc/s
824 | Local |  |  | CON-CON_1319 | Drill Bit, Masonry, 5/16" (8mm) | 51 | 0 | 51 | pc/s
825 | Local |  |  | CON-CON_1320 | Lumber, Good, S4S, 2" x 2" x 8ft | 154 | 0 | 154 | lgth/s
826 | Local |  |  | CON-CON_1321 | Lumber, Good, S4S, 1" x 4" x 6ft | 96 | 0 | 96 | lgth/s
827 | Local |  |  | CON-CON_1322 | Lumber, Good, S4S, 1" x 4" x 8ft | 154 | 0 | 154 | lgth/s
828 | Local |  |  | CON-CON_1323 | Lumber, Good, S4S, 1" x 2" x 8ft | 72 | 0 | 72 | lgth/s
829 | Local |  |  | CON-CON_1324 | Gravel, Packs | 0 | 0 | 0 | bag/s
830 | Local |  |  | CON-CON_1325 | Faucet, Basin | 284.5 | 0 | 284.5 | set/s | WH - Rm3 | CENPRI | Rack - C3
831 | Local |  |  | CON-CON_1326 | Paint, Epoxy Enamel, Nile Green | 916 | 0 | 916 | gal/s
832 | Local |  |  | CON-CON_1327 | Trip Lever w/ Handle | 96 | 0 | 96 | set/s
833 | Local |  |  | CON-CON_1329 | Bowl, Toilet | 500 | 0 | 500 | pc/s
834 | Local |  |  | CON-CON_1330 | Rivets, Blind, Aluminum, 5/32" x 1" | 430 | 1 | 430 | box/s | WH - Rm3 | CENPRI | Rack - C4
835 | Local |  |  | CON-CON_1331 | Tarp Foil, Insulator, Roof, Single, 1 mtr - Width x 50mtr | 1750 | 0 | 1750 | roll/s | WH - Rm3 | CENPRI
836 | Local |  |  | CON-CON_1333 | Adaptor, Coupler, Male, PE, 1-1/2" | 167.4 | 0 | 167.4 | pc/s | WH - Rm3 | CENPRI | Rack - B1
837 | Local |  |  | CON-CON_1334 | Paint, Enamel, Uni-Apple Green | 483 | 0 | 483 | gal/s | WH - Rm3 | CENPRI | Rack - E1
838 | Local |  |  | CON-CON_1335 | Tiles, 20 x 30 cm, Romano Classic, Code: LP2109 | 14.5 | 0 | 14.5 | pc/s | WH - Rm3 | CENPRI | Pallet Rack
839 | Local |  |  | CON-CON_1336 | Tiles, Trim, Color Brown | 35 | 0 | 35 | lgth/s
840 | Local |  |  | CON-CON_1337 | Sandpaper, G80, 50 ft | 2850 | 0 | 2850 | roll/s | WH - Rm3 | CENPRI | Rack - H1
841 | Local |  |  | CON-CON_1339 | Solvent, PVC, 400 CC | 130 | 0 | 130 | can/s | WH - Rm3 | CENPRI | Rack - D2
842 | Local |  |  | CON-CON_1340 | Paint, Spray, White, 300ml | 92 | 0 | 92 | can/s
843 | Local |  |  | CON-CON_1341 | Tingting Color, Hansa Yellow in Oil, 1/4 Ltr | 90.2 | 0 | 90.2 | can/s | WH - Rm3 | CENPRI | Rack - D1
844 | Local |  |  | CON-CON_1342 | Tingting Color, Lamp Black in Oil, 1/4 Ltr | 55 | 0 | 55 | can/s | WH - Rm3 | CENPRI | Rack - D1
845 | Local |  |  | CON-CON_1343 | Tingting Color, Venetian Red in Oil, 1/4 Ltr | 55 | 0 | 55 | can/s | WH - Rm3 | CENPRI | Rack - D1
846 | Local |  |  | CON-CON_1344 | Filler, Wood, Fulla Tite | 189 | 0 | 189 | ltr/s | WH - Rm3 | CENPRI | Rack - D1
847 | Local |  |  | CON-CON_1345 | Lock, Cabinet, Wafer Type, Flat Key | 48 | 0 | 48 | pc/s | WH - Rm3 | CENPRI | Rack - D1
848 | Manila |  |  | CON-CON_1346 | Silver Brazing Rod, N-Ag 5R | 6349 | 3 | 6349 | box/s | WH - Rm3 | CENPRI | Rack - H3
849 | Local |  |  | CON-CON_1347 | Drill Bit, High Speed Steel, 1/16" | 25 | 0 | 25 | pc/s | WH - Rm3 | CENPRI | Rack - C3
850 | Local |  |  | CON-CON_1348 | Drill Bit, High Speed Steel, 3/16" | 65.75 | 2 | 83.5 | pc/s | WH - Rm3 | CENPRI | Rack - C3
851 | Local |  |  | CON-CON_1350 | Screw, Metal w/tox, 8mm x 2", #6 | 1.1 | 0 | 1.1 | set/s | WH - Rm3 | CENPRI | Rack - C4
852 | Local |  |  | CON-CON_1351 | Screw, Metal w/ Tox, 3.5mm x 1-1/2" | 2 | 0 | 2 | set/s | WH - Rm3 | CENPRI | Rack - C4
853 | Local |  |  | CON-CON_1352 | Stone, Sharpening, 108 "S" Combination, 8" x 2" x 1" | 120 | 3 | 120 | pc/s | WH - Rm3 | CENPRI | Rack - D1
854 | Local |  |  | CON-CON_1353 | Skim Coat, Putty, White, 20kg/bag | 460 | 2 | 460 | bag/s | WH - Rm3 | CENPRI
855 | Local |  |  | CON-CON_1354 | Sandpaper, G240 | 10 | 10 | 10 | sht/s | WH - Rm3 | CENPRI | Rack - D1
856 | Local |  |  | CON-CON_1355 | Nails, For Hardiflex | 99 | 2 | 99 | kg/s | WH - Rm3 | CENPRI | Rack - D3
857 | Local |  |  | CON-CON_1356 | Paint Remover | 58 | 0 | 58 | bot/s | WH - Rm3 | CENPRI | Rack - E1
858 | Local |  |  | CON-CON_1358 | Rust Converter | 165 | 0 | 165 | bot/s | WH - Rm3 | CENPRI | Rack - E1
859 | Local |  |  | CON-CON_1361 | Bushing, Coupling, BI, Inside Thread, 1" Dia. | 60 | 0 | 60 | pc/s
860 | Local |  |  | CON-CON_1362 | Drill Bit, Metal, 1/8" | 39.5 | 0 | 25 | pc/s | WH - Rm3 | CENPRI | Rack - C3
861 | Local |  |  | CON-CON_1364 | Paint, Enamel, Medium Gray | 475 | 1 | 475 | gal/s | WH - Rm3 | CENPRI | Rack - E2
862 | Local |  |  | CON-CON_1365 | Paint, Enamel, White, Liters | 165 | 1 | 165 | ltr/s | WH - Rm3 | CENPRI | Rack - E2
863 | Local |  |  | CON-CON_1366 | Paint, Latex, Flat White | 397 | 7 | 397 | gal/s | WH - Rm3 | CENPRI | Rack - E2
864 | Local |  |  | CON-CON_1367 | Paint, Latex, Semi-Gloss, Apple Green, Ready Mix | 438.5 | 8 | 480 | gal/s | WH - Rm3 | CENPRI | Rack - E2
865 | Local |  |  | CON-CON_1369 | Lumber, Gemilina, Rough, 2" x 2" x 8 | 140 | 10 | 140 | lgth/s | WH - Rm3 | CENPRI | Rack - O3
866 | Local |  |  | CON-CON_1370 | Paint, Enamel, Quick Dry, Off White (Ready Mix) | 526 | 3 | 526 | gal/s | WH - Rm3 |  | Rack - E2
867 |  |  |  | CON-CON_6373 | Drill bit, Concrete, 1/4" | 21 | 0 | 21 | pc/s | WH - Rm3 |  | Rack - E1
868 |  |  |  | CON-CON_6374 | Screw, Wood, 3/16 x 1" | 0.93333 | 0 | 0.8 | pc/s | WH - Rm3 |  | Rack - E1
869 |  |  |  | CON-CON_6375 | Nails, Finishing, 2" | 68 | 0 | 54 | kg/s | WH - Rm3 |  | Rack - E1
870 |  |  |  | CON-CON_6376 | Lumber, Mahogany, 2" x 2" x 8 | 77 | 0 | 154 | pc/s
871 |  |  |  | CON-CON_6379 | Lumber, Mahogany, S4S, 2" x 2" x 6 | 105.5 | 0 | 104 | pc/s |  | CENPRI
872 |  |  |  | CON-CON_6380 | Lumber, Mahogany/Good Lumber, SxS, 1" x 2" x 8ft | 75.175 | 0 | 73.35 | pc/s |  | CENPRI
873 |  |  |  | CON-CON_6381 | Lumber, Coco, 2" x 2" x 8 ft | 66 | 0 | 66 | lgth/s | WH - Bldg. | CENPRI
874 | Local |  |  | CON-CON_6382 | Faucet, Water, Brass, 1/2" | 111.25 | 0 | 59 | pc/s | WH - Rm3 | CENPRI | Rack - A4
875 | Local |  |  | CON-CON_6383 | Strainer, Lavatory, Stainless Steel | 85 | 0 | 85 | pc/s | WH - Rm3 | CENPRI | Rack - A4
876 |  |  |  | CON-EIC_1005 | Alcohol, Denatured | 63 | 0 | 80 | ltr/s
877 |  |  |  | CON-EIC_1011 | Battery, AA | 48.53 | 0 | 49 | pack/s
878 |  |  |  | CON-EIC_1012 | Battery, AAA | 57.75 | 0 | 55 | pack/s
879 | Local |  |  | CON-EIC_1013 | Battery, 1.5 Volts, C Size | 23.25 | 0 | 31 | pc/s
880 | Local |  |  | CON-EIC_1014 | Battery, Heavy Duty, 12V, 2DN120L, F51L (Truck Master) | 5200 | 0 | 7800 | unit/s
881 | Local |  |  | CON-EIC_1016 | Battery, Snap, 9V | 111.662 | 14 | 190 | pc/s | WH - Rm3 | CENPRI | Rack - C3
882 |  |  |  | CON-EIC_1025 | Bulb, LED, 30 Watts, 220-240 Volts | 306 | 0 | 612 | pc/s
883 |  |  |  | CON-EIC_1028 | Cleaner, Contact, Specialist, Fast Drying | 207.5 | 1 | 310 | can/s | WH - Rm3 | CENPRI | Rack - C3
884 | Local |  |  | CON-EIC_1030 | Flourescent, Holder | 7.6667 | 0 | 15 | pair/s
885 | Local |  |  | CON-EIC_1033 | Flourescent, Tube, Day light, 220Vac, 36W | 54.1 | 0 | 72 | tube/s
886 |  |  |  | CON-EIC_1034 | Flourescent, Tube, 220Vac, 40W | 52 | 0 | 78 | tube/s
887 | Local |  |  | CON-EIC_1039 | Fluorescent, Ballast, 220Vac, 40W | 72.5 | 0 | 145 | pc/s
888 |  |  |  | CON-EIC_1040 | Fluorescent, Starter, FSU, 4-65 Watts | 14.8 | 0 | 7 | pc/s
889 | Manila |  |  | CON-EIC_1057 | Lamp, Metal Halide, Tubular, 400W, 36000 Lm, Cool White | 810 | 7 | 1620 | pc/s | WH - Rm3 | CENPRI | Rack - A3
890 | Local |  |  | CON-EIC_1058 | Lead, Soldering | 215 | 0 | 255 | roll/s
891 | Local |  |  | CON-EIC_1060 | Mylar Film #7 | 27.5 | 0 | 55 | sht/s | WH - Rm3 | CENPRI
892 |  |  |  | CON-EIC_1063 | Tape, Vinyl, Electrical | 31.375 | -3 | 34 | roll/s
893 |  |  |  | CON-EIC_1064 | Tape, Vinyl, Electrical, Big | 30.9629 | 13 | 28.5 | roll/s | WH - Rm3 | CENPRI | Rack - D2
894 | Manila |  |  | CON-EIC_1065 | Tape, Vinyl, Self Laminating, Black on Yellow (for Brady) | 1430.4 | 0 | 2145.6 | cart/s | WH - Rm3 | CENPRI | Rack - D2
895 |  |  |  | CON-EIC_1066 | Tie, Cable, 3.6mm x 150mm | 21 | 0 | 42 | pc/s
896 | Local |  |  | CON-EIC_1068 | Tie, Cable, 3mm x 100mm | 0.232 | 0 | 0 | pc/s
897 |  |  |  | CON-EIC_1069 | Tie, Cable, 4mm x 150mm | 10.555 | -150 | 40 | pc/s
898 | Local |  |  | CON-EIC_1071 | Tie, Cable, 4mm x 150mm | 0.26 | 0 | 0.38 | pc/s
899 | Local |  |  | CON-EIC_1072 | Tie, Cable, 4mm x 200mm | 0.8 | 0 | 1.6 | pc/s
900 | Local |  |  | CON-EIC_1073 | Tie, Cable, 4mm x 250mm | 0.96333 | 0 | 1.99 | pc/s
901 | Local |  |  | CON-EIC_1075 | Tie, Cable, 5mm x 200mm | 0.782 | 50 | 0.77 | pc/s
902 |  |  |  | CON-EIC_1076 | Tie, Cable, 5mm x 250mm | 18.54 | 0 | 1 | pc/s
903 | Local |  |  | CON-EIC_1077 | Tie, Cable, 5mm x 350mm | 1.37 | 0 | 2.74 | pc/s
904 | Local |  |  | CON-EIC_1078 | Tie, Cable, 8mm x 450mm | 125.3975 | 50 | 492.25 | pc/s
905 | Local |  |  | CON-EIC_1079 | Tie, Mounting, 1" x 1" | 3 | 0 | 4 | pc/s
906 | Local |  |  | CON-EIC_1080 | Tie, Mounting, 1/2" x 1/2" | 1 | 0 | 2 | pc/s
907 |  |  |  | CON-EIC_1081 | Tie, Mounting, 3/4" x 3/4" | 90 | 0 | 180 | pack/s
908 | Local |  |  | CON-EIC_1084 | Varnish, Electrical Insulating, Red | 900 | 2 | 1350 | can/s | WH - Rm3 | CENPRI | Rack - E1
909 |  |  |  | CON-EIC_1088 | Pipe, PVC, Electrical Conduit, 20 mm x 1/2" x 10ft | 58.1 | 25 | 59 | lgth/s | WH - Rm3 | CENPRI
910 |  |  |  | CON-EIC_1089 | Clamp, PVC, w/ Nail, 1/2" | 1.39 | 0 | 1.5 | pc/s | WH - Rm3 | CENPRI | Rack - D2
911 |  |  |  | CON-EIC_1090 | Bulb, LED, 3W | 83.75 | 0 | 47.5 | pc/s | WH - Rm3 | CENPRI | Rack - B2
912 |  |  |  | CON-EIC_1091 | Receptacle, Plastic, Ceiling, E27, 2 1/4" | 20 | 0 | 20 | pc/s | WH - Rm3 | CENPRI | Rack - B2
913 |  |  |  | CON-EIC_1092 | Tie, Spiral, Plastic, 12 mm x 10 meters, Black | 18 | 10 | 18 | mtr/s | WH - Rm3 | CENPRI | Rack - A2
914 |  |  |  | CON-EIC_1093 | Tie, Cable, 2.5mm x 100mm | 9.15 | 0 | 0.3 | pc/s | WH - Rm3 | CENPRI | Rack - E3
915 |  |  |  | CON-EIC_1094 | CFL, Spiral, Daylight, 65W, 220V, Cool White with Receptacle | 325 | 0 | 325 | pc/s | WH - Rm3 | CENPRI | Rack - E2
916 |  |  |  | CON-EIC_1095 | Flood Lights, LED, Industrial Outdoor Type (Weatherproof), Warm White, 50W, 220V | 1200 | 0 | 1200 | pc/s | WH - Rm3 | CENPRI | Rack - E2
917 |  |  |  | CON-EIC_1097 | Socket, Ceiling Type | 25 | 0 | 25 | pc/s | WH - Rm3 | CENPRI | Rack - D2
918 |  |  |  | CON-EIC_1098 | Tie, Cable, 2.5mm x 120mm | 0.42 | 0 | 0 | pc/s | WH - Rm3 | CENPRI | Rack - E2
919 |  |  |  | CON-EIC_1099 | Pipe, High-density polyethylene (HDPE), 1/2" Standard Gauge | 34 | 0 | 34 | mtr/s | WH - Rm1 | CENPRI
920 |  |  |  | CON-EIC_1100 | Clamp, Conduit Pipe, GI, 1/2" | 7 | 0 | 7 | pc/s | WH - Rm3 | CENPRI | Rack - E2
921 |  |  |  | CON-EIC_1101 | Alcohol, Denatured, Gals | 240 | 1 | 240 | gal/s | WH - Rm3 | CENPRI | Rack - E3
922 |  |  |  | CON-EIC_1102 | Battery, 12V 100AH, DC, 330mm L, 171mm W, 215mm H, 32kgs, Part No: 6FM100-X | 7006 | 2 | 14000 | unit/s | WH - Rm3 | CENPRI | Rack - C4
923 | Local |  |  | CON-EIC_1103 | Bulb, LED, 1W, 60 Lumens, Yellow | 60 | 0 | 60 | pc/s | WH - Rm3 | CENPRI | Rack - E2
924 | Local |  |  | CON-EIC_1104 | Bulb, LED, 1W, 60 Lumens, Green | 60 | 0 | 60 | pc/s | WH - Rm3 | CENPRI | Rack - E2
925 | Local |  |  | CON-EIC_1108 | Rope Light, LED, Warm White, 220 Volts | 29 | 0 | 29 | mtr/s | WH - Rm1 | CENPRI
926 | Local |  |  | CON-EIC_1109 | Rope Light, LED, Red, 220 Volts | 36 | 0 | 36 | mtr/s | WH - Rm1 | CENPRI
927 | Local |  |  | CON-EIC_1110 | Connector, for LED Rope Light | 60 | 0 | 60 | pc/s | WH - Rm1 | CENPRI
928 | Local |  |  | CON-EIC_1111 | LED Light Strip Auto, White/Warm, 220 Volts | 150 | 0 | 150 | mtr/s | WH - Rm1 | CENPRI
929 | Local |  |  | CON-EIC_1112 | Bulb, Incandescent, Red, 10 Watts, 220 Volts | 13.75 | 0 | 13.75 | pc/s | WH - Rm1 | CENPRI
930 | Local |  |  | CON-EIC_1113 | Bulb, Incandescent, Green, 10 Watts, 220 Volts | 13.75 | 0 | 13.75 | pc/s | WH - Rm1 | CENPRI
931 | Local |  |  | CON-EIC_1114 | Bulb, Incandescent, Yellow, 10 Watts, 220 Volts | 13.75 | 0 | 13.75 | pc/s | WH - Rm1 | CENPRI
932 | Local |  |  | CON-EIC_1115 | Bulb, Incandescent, Blue, 10 Watts, 220 Volts | 13.75 | 0 | 13.75 | pc/s | WH - Rm1 | CENPRI
933 | Local |  |  | CON-EIC_1116 | Bulb, Incandescent, Orange, 10 Watts, 220 Volts | 13.75 | 0 | 13.75 | pc/s | WH - Rm1 | CENPRI
934 | Local |  |  | CON-EIC_1117 | Flood Lights, LED, Warm White, 200W, 265V | 5616 | 0 | 5616 | set/s | WH - Rm1 | CENPRI
935 | Local |  |  | CON-EIC_1118 | Tape, Electrical, Rubber, Self Fusing | 112.5 | -2 | 106.5 | roll/s | WH - Rm1 | CENPRI
936 | Local |  |  | CON-EIC_1119 | Screw, MS 10 x 1-1/4" | 1.75 | 0 | 1.75 | pc/s | WH - Rm1 | CENPRI
937 | Local |  |  | CON-EIC_1120 | Screw, MS 4 x 1/2" | 0.75 | 0 | 0.75 | pc/s | WH - Rm1 | CENPRI
938 | Local |  |  | CON-EIC_1121 | Drill Bit, 1/8" | 49.7083 | 10 | 22 | pc/s | WH - Rm3 | CENPRI | Rack - C3
939 | Local |  |  | CON-EIC_1122 | Drill Bit, 1/4" | 89.0833 | 0 | 105 | pc/s | WH - Rm1 | CENPRI
940 | Local |  |  | CON-EIC_1123 | Body Filler | 220 | 0 | 220 | can/s | WH - Rm1 | CENPRI
941 | Local |  |  | CON-EIC_1124 | Rubbing Compound | 65 | 0 | 65 | pc/s | WH - Rm1 | CENPRI
942 | Local |  |  | CON-EIC_1125 | Battery, AA per pc | 44.4133 | 7 | 49 | pc/s | WH - Rm1 | CENPRI
943 | Local |  |  | CON-EIC_1126 | Tie, Cable, 5mm x 300mm | 2.24 | 0 | 2.24 | pc/s | WH - Rm1 | CENPRI
944 | Local |  |  | CON-EIC_1127 | Bulb, LED, 14 Watts, 220-240 Volts | 163.7233 | 0 | 127 | pc/s | WH - Rm1 | CENPRI
945 | Local |  |  | CON-EIC_1128 | Bulb, LED, 7 Watts, 220-240 Volts | 80 | 0 | 80 | pc/s | WH - Rm1 | CENPRI
946 | Local |  |  | CON-EIC_1129 | Hose, Flexible, Corrugated PVC, Conduit Size 1" Dia, Orange | 16.15 | 0 | 16.15 | mtr/s | WH - Rm1 | CENPRI
947 | Local |  |  | CON-EIC_1130 | Marine Epoxy | 152 | 0 | 152 | tube/s | WH - Rm3 | CENPRI
948 | Local |  |  | CON-EIC_1131 | Loctite, Super Glue, 495 | 330 | 2 | 385 | bot/s | WH - Rm1 | CENPRI
949 | Manila |  |  | CON-EIC_1132 | Exothermic Powder KW150 | 379.07 | 6 | 379.07 | pc/s | WH - Rm3 | CENPRI | Rack - H2
950 | Local |  |  | CON-EIC_1133 | Tie, Cable, 9mm x 430mm | 4.36 | 0 | 4.46 | pc/s | WH - Rm1 | CENPRI
951 | Local |  |  | CON-EIC_1134 | Switch Box, PVC | 27 | 0 | 27 | pc/s | WH - Rm1 | CENPRI
952 | Local |  |  | CON-EIC_1135 | Moulding, Plastic, Electrical, 1" | 85 | 0 | 85 | lgth/s | WH - Rm3 | CENPRI
953 | Local |  |  | CON-EIC_1136 | Cable Duct 2" x 2" | 420 | 0 | 420 | lgth/s | WH - Rm1 | CENPRI
954 | Local |  |  | CON-EIC_1137 | Insulator, Post, Porcelain, Donut Type | 38 | 0 | 38 | pc/s | WH - Rm3 | CENPRI
955 | Local |  |  | CON-EIC_1138 | Heat Shrinkable Tubing Roll, 3.5mm, Black | 24 | 0 | 24 | mtr/s | WH - Rm1 | CENPRI
956 | Local |  |  | CON-EIC_1139 | Battery, AAA, per pc | 53.375 | 4 | 55 | pc/s | WH - Rm3 | CENPRI
957 | Local |  |  | CON-EIC_1140 | Tie, Spiral, Plastic, CSH, Wraping, 1/2"(pack) | 76.5 | 0 | 57 | pack/s | WH - Rm3 | CENPRI | Rack - A2
958 | Local |  |  | CON-EIC_1141 | Clamp, PVC, w/ Nail, 3/4" | 2 | 0 | 2 | pc/s | WH - Rm3 | CENPRI
959 | Local |  |  | CON-EIC_1142 | Pipe, PVC, Electrical Conduit, 20 mm x 3/4" x 10ft | 75.25 | 2 | 76 | lgth/s | WH - Rm3 | CENPRI | Rack - O2
960 | Local |  |  | CON-EIC_1143 | Elbow, PVC, Electrical Conduit, Short, 1/2" | 8.25 | 0 | 8.25 | pc/s | WH - Rm3 | CENPRI
961 | Local |  |  | CON-EIC_1144 | Elbow, PVC, Electrical Conduit, 3/4" | 7.5 | 2 | 15 | pc/s | WH - Rm3 | CENPRI
962 | Local |  |  | CON-EIC_1146 | Clear, Baking Insulating Varnish | 2450 | 1 | 2450 | gal/s | WH - Rm3 | CENPRI | Rack - E1
963 | Local |  |  | CON-EIC_1147 | Varnish, Glyptical, Red | 2250 | 0 | 2250 | gal/s | WH - Rm3 | CENPRI
964 | Local |  |  | CON-EIC_1148 | Tee, PVC, Electrical Conduit, 1/ 2 Inches | 29 | 1 | 58 | pc/s | WH - Rm3 | CENPRI
965 | Local |  |  | CON-EIC_1149 | Tape Foil, Aluminum, 48mm x 10yrds | 129 | 0 | 129 | roll/s |  | CENPRI
966 | Local |  |  | CON-EIC_1150 | Switch Box, PVC, With Steel Plate Blank, 3" x 5" x 1-1/2" | 57 | 0 | 57 | set/s |  | CENPRI
967 | Local |  |  | CON-EIC_1151 | Bulb, Infrared, Heat Lamp, 250W | 282 | 0 | 300 | pc/s
968 | Local |  |  | CON-EIC_1152 | Air Duct, Aluminum, 5"dia x 10meter | 532 | 0 | 532 | roll/s
969 | Manila |  |  | CON-EIC_1153 | Loctite, Super Glue, 272 | 595 | 0 | 1190 | bot/s
970 | Manila |  |  | CON-EIC_1154 | Foil, Aluminum, Reinforced, 3 Way, 1.25 mtrs (W) x 120 mtrs (L) | 3200 | 0 | 3200 | roll/s
971 | Manila |  |  | CON-EIC_1155 | Epoxy Kit | 70500 | 0 | 70500 | set/s
972 | Local |  |  | CON-EIC_1156 | Bolt, SS, Full Thread, Complete, 6mm x 15mm | 17 | 0 | 17 | set/s | WH - Rm3 | CENPRI
973 | Local |  |  | CON-EIC_1157 | Bolt, SS, Full Thread, Complete, 6mm x 50mm | 3 | 0 | 3 | set/s | WH - Rm3 | CENPRI
974 | Local |  |  | CON-EIC_1158 | Bulb, LED, 35 Watts, 220-240 Volts | 545.5 | 0 | 616 | pc/s
975 | Local |  |  | CON-EIC_1159 | Brush, Copper Fine | 26.5 | 0 | 26.5 | pc/s | WH - Rm3 | CENPRI
976 | Local |  |  | CON-EIC_1160 | Grounding Rod, with Clamp, 5/8" x 10ft | 603 | 4 | 603 | lgth/s | WH - Rm3 | CENPRI | Pallet Rack
977 | Local |  |  | CON-EIC_1161 | Terminal Lug, Ring Type, Size 16-14 | 5 | 0 | 5 | pc/s | WH - Rm3 | CENPRI
978 | Local |  |  | CON-EIC_1162 | Loctite, Super Glue, 401 | 426.875 | 1 | 390 | bot/s | WH - Rm3 | CENPRI | Rack - C3
979 | Local |  |  | CON-EIC_1163 | Indicator / Pilot Light, 12 Volts | 15 | 0 | 15 | pc/s | WH - Rm3 | CENPRI
980 | Local |  |  | CON-EIC_1164 | Tie, Cable, 8mm x 430mm | 6.5 | 0 | 6.5 | pc/s | WH - Rm1 | CENPRI
981 | Manila |  |  | CON-EIC_1165 | Fiber Blanket, Ceramic, Max Temp-1260deg, Density:128kgs/m3, (25mm x 0.6m x 7.2m) | 2620 | 0 | 2620 | roll/s
982 | Local |  |  | CON-EIC_1166 | Bolt, Full Thread, Complete, M6 x 40mm | 2.5 | 0 | 2.5 | set/s | WH - Rm3 | CENPRI
983 | Manila |  |  | CON-EIC_1167 | Dolphs, CO-1060, Brush on Epoxy Resin Kit, (2 parts) | 4725 | 0 | 4725 | Kit/s
984 | Local |  |  | CON-EIC_1168 | Magnetic Wire #19 | 640 | 0 | 640 | kg/s
985 | Manila |  |  | CON-EIC_1169 | Tape, Kapton, w/ Adhesive, 3/4" | 380 | 0 | 380 | roll/s
986 | Manila |  |  | CON-EIC_1170 | Tape, Fiberglass, w/o Adhesive, 1" | 55 | 35 | 55 | roll/s | WH - Rm3 | CENPRI | Rack - D4
987 | Manila |  |  | CON-EIC_1171 | Tape, Mica, w/o Adhesive, 1" | 750 | 20 | 750 | roll/s | WH - Rm3 | CENPRI | Rack - D4
988 | Manila |  |  | CON-EIC_1172 | Mylar, Nomex, 10mils x 36" wide | 580 | 0 | 580 | mtr/s
989 | Local |  |  | CON-EIC_1173 | Sealant, Foam, Expanding | 370 | 0 | 370 | can/s
990 | Manila |  |  | CON-EIC_1174 | Tape, Rubber, Splicing, 19mm x 9.5m | 516 | 0 | 516 | roll/s
991 | Local |  |  | CON-EIC_1175 | Battery, SR44SW | 89 | 0 | 89 | pc/s
992 | Local |  |  | CON-EIC_1176 | Plug, Rubber, 2 Prong, 15A, 250V | 80.75 | 0 | 43 | pc/s
993 | Local |  |  | CON-EIC_1177 | Wire, Magnet, #7 | 895 | 0 | 895 | kg/s | WH - Rm3 | CENPRI
994 | Local |  |  | CON-EIC_1178 | Receptacle, Plastic, Ceiling, 3" Dia | 27.75 | 0 | 27.75 | pc/s
995 | Local |  |  | CON-EIC_1179 | Terminal Lug, Ring Type, 10 AWG | 4 | 0 | 4 | pc/s
996 | Local |  |  | CON-EIC_1180 | Terminal Lug, Ring Type, 12 AWG | 2 | 0 | 2 | pc/s
997 | Local |  |  | CON-EIC_1181 | Terminal Lug, Ring Type, 14 AWG | 1.25 | 0 | 1.25 | pc/s
998 | Local |  |  | CON-EIC_1182 | Terminal Lug, Ring Type, 16 AWG | 1.25 | 0 | 1.25 | pc/s
999 | Local |  |  | CON-EIC_1183 | Terminal Lug, Ring Type, 18 AWG | 1.25 | 0 | 1.25 | pc/s
1000 | Local |  |  | CON-EIC_1185 | Insulation, Tube, Spaghetti, 3.5 mm, Blue | 18 | 0 | 18 | mtr/s
1001 | Local |  |  | CON-EIC_1186 | Bulb, LED, 45 Watts, 220-240 Volts | 845.5 | 0 | 845.5 | pc/s
1002 | Manila |  |  | CON-EIC_1187 | Electrode, Welding, N-Ag 5R, 1.6mm, Ag-5; Cu-89; P-6 | 5990 | 0 | 5990 | kg/s
1003 |  |  |  | CON-EIC_1188 | Adaptor, Plug, 12V | 220 | 0 | 220 | pc/s
1004 | Local |  |  | CON-EIC_1189 | Elbow, UPVC, 90deg, 4", Long Barrel | 650 | 3 | 650 | pc/s | WH - Rm3 | CENPRI | Side Wall
1005 | Local |  |  | CON-EIC_1190 | Magnetic Wire #23 | 675 | 0 | 675 | kg/s
1006 | Local |  |  | CON-EIC_1191 | Magnetic Wire #24 | 680 | 0 | 680 | kg/s
1007 | Local |  |  | CON-EIC_1192 | Adapter, MxF, UPVC, 1/2" w/ Lock Nut | 7.375 | 0 | 7.25 | pc/s
1008 | Local |  |  | CON-EIC_1193 | Box, Junction, PVC, Octagonal, 4" x 4", Orange | 28 | 0 | 28 | pc/s
1009 | Local |  |  | CON-EIC_1194 | Sticker, Reflectorized | 15 | 0 | 15 | sht/s
1010 | Local |  |  | CON-EIC_1195 | Hose, Liquid Tight Flexible Metallic Conduit, 1" | 275 | 0 | 275 | mtr/s
1011 | Manila |  |  | CON-EIC_1196 | Rubber Tape, Silicon, Self-Fusing, Scotch 70, Size: 1"x30ft | 2430 | 0 | 2430 | roll/s
1012 | Local |  |  | CON-EIC_1197 | Bulb, Incandescent Vibration, 50 Watts, 220 Volts | 25 | 0 | 25 | pc/s | WH - Rm3 | CENPRI
1013 | Local |  |  | CON-EIC_1200 | Receptacle, Plastic, Ceiling, E27, 4 1/4" | 25 | 0 | 25 | pc/s | WH - Rm3 | CENPRI
1014 | Local |  |  | CON-EIC_1201 | Switch, Light, 2 Gang | 105 | 0 | 114 | pc/s
1015 | Local |  |  | CON-EIC_1202 | Fuse, 25Amps | 5 | 0 | 5 | pc/s
1016 | Manila |  |  | CON-EIC_1203 | Mylar, Nomex, 015mils x 36" wide | 810 | 0 | 810 | mtr/s | WH - Rm3 | CENPRI
1017 | Manila |  |  | CON-EIC_1204 | Mylar, Nomex, 002mils x 36" wide | 330 | 0 | 330 | mtr/s | WH - Rm3 | CENPRI
1018 | Manila |  |  | CON-EIC_1205 | Tape, Resiglass, White, 1" | 10000 | 0 | 10000 | roll/s | WH - Rm3 | CENPRI
1019 | Manila |  |  | CON-EIC_1206 | Tape, Kapton, w/ Adhesive, 1/2" x 0.025 mm Thick | 254 | 25 | 254 | roll/s | WH - Rm3 | CENPRI | Rack - D4
1020 | Manila |  |  | CON-EIC_1207 | Board, Phenolic, 3/8" x 12" x 12" | 870 | 0 | 870 | sht/s | WH - Rm3 | CENPRI
1021 | Manila |  |  | CON-EIC_1208 | Mica Sheet, Flexible, 0.4 mm Thick x 1000 mm x 1200 mm | 825 | 0 | 825 | sht/s | WH - Rm3 | CENPRI
1022 | Manila |  |  | CON-EIC_1209 | Polyester Felt, 12 mm x 3 ft x 3 ft | 6900 | 0 | 6900 | roll/s | WH - Rm3 | CENPRI
1023 | Local |  |  | CON-EIC_1210 | Capacitor, 5uF, 450V | 95 | 0 | 95 | pc/s
1024 | Manila |  |  | CON-EIC_1211 | Tubing, Silicon, Length 1 mtr For High Temperature, Range: 8mm | 30 | 0 | 30 | mtr/s
1025 | Manila |  |  | CON-EIC_1212 | Tubing, Silicon, Length 1 mtr For High Temperature, Range: 10mm | 42 | 0 | 42 | mtr/s
1026 | Manila |  |  | CON-EIC_1213 | Dolphs, CO-1119, Catalyzed Epoxy Resin | 37050 | 0 | 37050 | gal/s
1027 |  |  |  | CON-EIC_1214 | Pipe, PVC, Electrical Conduit, 2-1/2" x 10ft, (63 mm ) | 423.75 | 0 | 495 | lgth/s | WH - Rm3 | CENPRI
1028 | Local |  |  | CON-EIC_1215 | Capacitor, 10uF, 35V | 2 | 0 | 2 | feet | WH - Rm3 | CENPRI | Rack - A3
1029 | Local |  |  | CON-EIC_1216 | Capacitor, 6uF, 500VAC, 50/60 Hz | 95 | 0 | 95 | pc/s | WH - Rm3 | CENPRI | Rack - C4
1030 | Local |  |  | CON-EIC_1217 | Bulb, LED, 6W | 92 | 0 | 92 | pc/s
1031 | Local |  |  | CON-EIC_1218 | Connector, PVC, 1/2" | 7 | 0 | 7 | pc/s
1032 | Local |  |  | CON-EIC_1219 | Box, Utility, UPVC, Rectangular, 2" x 2" x 4" | 17.6667 | 0 | 19.5 | pc/s
1033 | Local |  |  | CON-EIC_1220 | Battery, 12V VDC, Maintenance Free | 4201.6 | 0 | 4201.6 | pc/s
1034 | Local |  |  | CON-EIC_1221 | Outlet, Flush Type, 1 Gang, 2 Prong | 84 | 0 | 84 | set/s
1035 | Local |  |  | CON-EIC_1222 | Box, Junction, PVC, 2" x 3" | 0 | 0 | 0 | pc/s | WH - Rm3 | CENPRI | Rack - C1
1036 | Local |  |  | CON-EIC_1223 | Hose, Flexible, 1/2" | 0 | 0 | 0 | mtr/s | WH - Rm3 | CENPRI | Rack - C1
1037 | Local |  |  | CON-EIC_1224 | Connector, Flexible, 1/2" | 0 | 0 | 0 | pc/s | WH - Rm3 | CENPRI | Rack - C1
1038 | Local |  |  | CON-EIC_1225 | Switch, Surface Mount With Plate, Case & Box, 1 Gang | 128.25 | 0 | 128.25 | set/s | WH - Rm3 | CENPRI | Rack - D2
1039 | Local |  |  | CON-EIC_1226 | Switch, Surface Mount With Plate, Case & Box, 2 Gang | 162.125 | 0 | 138.75 | set/s | WH - Rm3 | CENPRI | Rack - D2
1040 | Local |  |  | CON-EIC_1227 | Breaker, Safety, Single Phase, Bolt-on type With Enclosure, 30A, 240V | 375 | 0 | 375 | set/s | WH - Rm3 | CENPRI | Rack - D2
1041 | Local |  |  | CON-EIC_1228 | Switch, Surface Mount With Plate, Case & Box, 3 Gang | 233 | 0 | 233 | set/s | WH - Rm3 | CENPRI | Rack - D2
1042 | Local |  |  | CON-EIC_1229 | Bulb, LED, 11W | 199.5 | 10 | 149 | pc/s | WH - Rm3 | CENPRI | Rack - D1
1043 | Local |  |  | CON-EIC_1230 | Thinner, Reducer, 1500 | 750 | 3 | 750 | gal/s | WH - Rm3 | CENPRI | Rack - E1
1044 | Local |  |  | CON-EIC_1231 | Varnish, Insulating, Red, 9700 | 1500 | 2 | 1500 | gal/s | WH - Rm3 | CENPRI | Rack - E1
1045 | Local |  |  | CON-EIC_1232 | Tie, Cable, 4.8mm x 250mm | 2.5 | 0 | 2.5 | pc/s | WH - Rm3 | CENPRI | Rack - C4
1046 | Local |  |  | CON-EIC_1233 | Tie, Cable, 4.8mm x 200mm | 1.75 | 50 | 1.75 | pc/s | WH - Rm3 | CENPRI | Rack - C4
1047 | Local |  |  | CON-EIC_1235 | Varnish, Insulating, Clear, 1201 | 1500 | 5 | 1500 | gal/s | WH - Rm3 | CENPRI | Rack - D1
1048 | Local |  |  | CON-EIC_1238 | Mylar Film #007 | 120 | 0 | 185 | feet
1049 | Local |  |  | CON-EIC_1239 | Magnetic Wire #21 | 680 | 0 | 660 | kg/s
1050 | Local |  |  | CON-EIC_1240 | Mylar Film #3 | 72.5 | 0 | 110 | feet
1051 | Local |  |  | CON-EIC_1241 | Soda, 7-Up | 60 | 0 | 60 | bot/s | WH - Rm3 | CENPRI | Rack - D1
1052 | Local |  |  | CON-EIC_1242 | Hose, Flexible, Corrugated PVC, Conduit Size 1/2" Dia, Orange | 7.2 | 0 | 7.2 | mtr/s | WH - Rm3 | CENPRI | Rack - A1
1053 | Local |  |  | CON-EIC_1243 | Box, Utility, UPVC, With Screw | 28.5 | 0 | 28.5 | pc/s | WH - Rm3 | CENPRI | Rack - A3
1054 | Local |  |  | CON-EIC_1244 | Switch, Flush Type w/ Plate Cover, 2 Gang | 82.5 | 5 | 82.5 | set/s | WH - Rm3 | CENPRI | Rack - A3
1055 | Local |  |  | CON-EIC_1245 | Outlet, Flush Type w/ Plate Cover, 1 Gang | 50.75 | 3 | 50.75 | set/s | WH - Rm3 | CENPRI | Rack - A3
1056 | Local |  |  | CON-EIC_1246 | Outlet, Aircon. Flush Type w/ Plate Cover | 75 | 2 | 75 | set/s | WH - Rm3 | CENPRI | Rack - A3
1057 | Local |  |  | CON-EIC_1247 | Receptacle, Plastic, Ceiling, E27, 4" | 26.25 | 10 | 26.25 | pc/s | WH - Rm3 | CENPRI | Rack - A3
1058 | Local |  |  | CON-EIC_1248 | Hose, Plastic, Braided, 1/2" dia. | 41 | 0 | 41 | mtr/s | WH - Rm3 | CENPRI | Rack - A2
1059 |  |  |  | CON-FUE_1001 | Argina S4 40 (Lube Oil) | 15739.7138 | 10 | 26100 | drum/s
1060 |  |  |  | CON-FUE_1003 | Diesel | 35.2074 | 40 | 31.35 | ltr/s | WH - Rm1 | CENPRI
1061 |  |  |  | CON-FUE_1004 | Gasoline | 42.2633 | 0 | 44.3 | ltr/s | WH - Rm2 | CENPRI
1062 |  |  |  | CON-FUE_1005 | Kerosene | 39.7 | 0 | 35.47 | ltr/s | WH - Rm1 | CENPRI
1063 | Local |  |  | CON-FUE_1008 | Omala S2 G 220 | 1742.88 | 4 | 3401.16 | pail/s | Chem - Stg | CENPRI
1064 |  |  |  | CON-FUE_1009 | Oxygen | 378.9474 | 3 | 400 | cyl/s | Oxy-Ace Stg | CENPRI
1065 |  |  |  | CON-FUE_1010 | Penetrating Oil, Multi-Use | 197.095 | 3 | 254.75 | can/s | WH - Rm3 | CENPRI | Rack - C3
1066 | Local |  |  | CON-FUE_1012 | Rimula R4X 15W-40, 20L/pail | 2248.27 | 1 | 3387.81 | pail/s | Chem - Stg | CENPRI
1067 |  |  |  | CON-FUE_1013 | Shell Corena S4 P100 | 16835.296 | 0 | 20300.21 | pail/s | Chem - Stg | CENPRI
1068 | Local |  |  | CON-FUE_1014 | Tellus S2 M68, 20 L | 2396.004 | 1 | 2945.83 | pail/s | Chem - Stg | CENPRI
1069 | Local |  |  | CON-FUE_1015 | Belt Dressing, Specialist, 360ml | 395 | 0 | 395 | can/s | WH - Rm1 | CENPRI
1070 | Local |  |  | CON-FUE_1016 | Oil, Engine, 20W-50, Euro Lube, 4T | 0 | 0 | 0 | ltr/s
1071 | Local |  |  | CON-FUE_1017 | Petromar HF 4040 | 24960 | -5 | 25210 | drum/s | WH - Bldg. | CENPRI
1072 |  |  |  | CON-FUE_1018 | Oil, Diesel Engine, REV-X Premium Multi-Grade, SAE 15W-40 | 160 | 0 | 195 | ltr/s | WH - Rm3 | CENPRI | Rack - D1
1073 | Local |  |  | CON-FUE_1019 | Belt Dressing, Spray, 450ml | 280 | 0 | 280 | can/s | WH - Rm3 | CENPRI | Rack - C3
1074 | Local |  |  | CON-HOU_1007 | Bag, Garbage, L | 2.8 | 0 | 5.6 | pc/s
1075 | Local |  |  | CON-HOU_1008 | Bag, Garbage, Medium | 2.316 | 0 | 1.5 | pc/s
1076 |  |  |  | CON-HOU_1010 | Bag, Garbage, XL | 3.63 | 0 | 7.32 | pc/s
1077 |  |  |  | CON-HOU_1011 | Bag, Garbage, XXL | 7.4133 | 0 | 7 | pc/s
1078 |  |  |  | CON-HOU_1012 | Broom (Paypay) | 79.625 | 1 | 174.5 | pc/s | WH - Rm3 | CENPRI | Rack - G1
1079 | Local |  |  | CON-HOU_1013 | Broom, Pad (Plastic Bristles) | 50 | 0 | 75 | pc/s
1080 |  |  |  | CON-HOU_1014 | Broom, Stick | 26.875 | 0 | 35 | pc/s
1081 | Local |  |  | CON-HOU_1015 | Brush, Laundry | 21.75 | 0 | 25 | pc/s
1082 |  |  |  | CON-HOU_1016 | Brush, Nylon | 11 | 0 | 22 | pc/s
1083 |  |  |  | CON-HOU_1018 | Brush, Steel | 13.2231 | -8 | 18 | pc/s
1084 | Local |  |  | CON-HOU_1019 | Brush, Toilet, Big | 22.5 | 0 | 45 | pc/s
1085 | Local |  |  | CON-HOU_1022 | Brush, Tube, Twisted, Nylon | 15.29 | 0 | 17.15 | pc/s
1086 |  |  |  | CON-HOU_1024 | Detergent Powder | 85.25 | 0 | 93 | pack/s
1087 | Local |  |  | CON-HOU_1025 | Dustpan | 67.4 | 0 | 100 | pc/s
1088 |  |  |  | CON-HOU_1030 | Gloves, Cotton | 11.8795 | 36 | 11.45 | pair/s | WH - Rm3 | CENPRI | Rack - D3
1089 | Local |  |  | CON-HOU_1032 | Mop Head | 94.875 | 0 | 189.75 | pc/s
1090 | Local |  |  | CON-HOU_1033 | Mop w/ Handle | 189.875 | 0 | 379.75 | pc/s
1091 |  |  |  | CON-HOU_1035 | Rags, Cotton | 51.1875 | -11 | 70 | kg/s | WH - Rm3 | CENPRI | Rack - G2
1092 |  |  |  | CON-HOU_1037 | Sack, Empty | 5.36 | -3 | 8 | pc/s
1093 | Local |  |  | CON-HOU_1038 | Saw Dust | 8 | 0 | 10 | sack/s
1094 |  |  |  | CON-HOU_1040 | Soap, Liquid, All- Purpose | 228.0682 | 2 | 280 | gal/s | WH - Rm3 | CENPRI | Rack - D3
1095 |  |  |  | CON-HOU_1044 | Stretch Film, 20micron x 300mm x 150mtr | 199.8333 | 0 | 299.75 | roll/s
1096 | Local |  |  | CON-HOU_1046 | Tissue | 16.75 | 0 | 33.5 | roll/s
1097 |  |  |  | CON-HOU_1047 | Plastic, Resealable, #8 | 2.025 | 0 | 1.8 | pc/s | WH - Rm3 | CENPRI | Rack - A2
1098 |  |  |  | CON-HOU_1048 | Plastic, Resealable, #5 | 0.865 | 0 | 0.7 | pc/s | WH - Rm3 | CENPRI | Rack - A2
1099 |  |  |  | CON-HOU_1049 | Plastic, Resealable, #12 | 6 | 0 | 6 | pc/s | WH - Rm3 | CENPRI | Rack - A2
1100 |  |  |  | CON-HOU_1050 | Borrowing | 0 | 0 | 0 | pc/s | WH - Rm1 | CENPRI
1101 |  |  |  | CON-HOU_1051 | Sack, Laminated (Sakolin), 12 f x 25 meters | 85 | 0 | 85 | mtr/s | WH - Rm3 | CENPRI
1102 | Local |  |  | CON-HOU_1052 | Soap, Liquid, All- Purpose, Liters | 64.8 | 0 | 64.8 | ltr/s | WH - Rm3 | CENPRI | Rack - E4
1103 |  |  |  | CON-HOU_1053 | Gloves, Cotton, Rubberized | 33.825 | 7 | 32 | pair/s | WH - Rm3 | CENPRI | Rack - E2
1104 | Local |  |  | CON-HOU_1054 | Plastic, Resealable, #10 | 3.4 | 0 | 3.4 | pc/s | WH - Rm3 | CENPRI | Rack - A3
1105 | Local |  |  | CON-HOU_1055 | Plastic, Resealable, #9 | 2.4 | 0 | 2.4 | pc/s | WH - Rm3 | CENPRI | Rack - A3
1106 | Local |  |  | CON-HOU_1056 | Plastic, Resealable, #7 | 1.25 | 0 | 1.25 | pc/s | WH - Rm3 | CENPRI | Rack - A2
1107 | Local |  |  | CON-HOU_1057 | Herbicide, Roundup, Weed Killer | 1580 | 0 | 1610 | gal/s | Chem - Stg | CENPRI
1108 | Local |  |  | CON-HOU_1058 | Foam, 2" Thick x 36" Width x 75" Length | 1424.76 | 0 | 1424.76 | sht/s | WH - Rm3 | CENPRI
1109 | Local |  |  | CON-HOU_1059 | Soap, Special Powder | 44.5 | 3 | 34 | kg/s | WH - Rm1 | CENPRI
1110 | Local |  |  | CON-HOU_1060 | Sheeting Garden, Black Heavy Duty Polyethylene Plastic, 4 meters x 25 meters, Offered: Plastic Mulch, 1.5 meters x 400 meters | 2200 | 0 | 2200 | roll/s | WH - Rm3 | CENPRI
1111 | Local |  |  | CON-HOU_1061 | Wiper, Glass Cleaning | 200 | 0 | 200 | pc/s | WH - Rm3 | CENPRI
1112 | Local |  |  | CON-HOU_1062 | Stretch Film, 20micron x 500mm x 500mtr | 868.0625 | 1 | 949.75 | roll/s | WH - Rm3 | CENPRI | Rack - H2
1113 | Local |  |  | CON-HOU_1063 | Sack, Lamimated (Sakolin), 12 ft x 15 ft | 1890 | 0 | 1890 | lot/s | WH - Bldg. | CENPRI
1114 | Local |  |  | CON-HOU_1064 | Sack, Lamimated (Sakolin), 14 ft x 30 ft, Yellow-Green | 4200 | 0 | 4200 | lgth/s | WH - Rm3 | CENPRI
1115 | Local |  |  | CON-HOU_1065 | Feather Duster | 75 | 0 | 75 | pc/s
1116 | Local |  |  | CON-HOU_1066 | Brush, Brass, 4 Rows | 26.5 | 0 | 26.5 | pc/s | WH - Rm3 | CENPRI | Rack - D2
1117 | Local |  |  | CON-HOU_1067 | Bag, Garbage, Tarnsparent, 24" x 36" | 2.45 | 0 | 2.45 | pc/s | WH - Rm3 |  | Rack - D1
1118 | Local |  |  | CON-HOU_1068 | Stretch Film, 18micron x 500mm (20") x 300mtr | 659.75 | 1 | 659.75 | roll/s | WH - Rm3 | CENPRI | Rack - C1
1119 | Local |  |  | CON-HOU_1069 | Soap, Liquid, Hand Washing, 450ml | 148.75 | 0 | 148.75 | bot/s | WH - Rm3 | CENPRI
1120 | Local |  |  | CON-HOU_1070 | Multi Insect Killer Spray | 203.75 | 0 | 199.75 | can/s | WH - Rm3 | CENPRI | Rack - D1
1121 | Local |  |  | CON-HOU_1072 | B-Net, Black, 8 ft | 75 | 15 | 75 | mtr/s | WH - Rm3 | CENPRI | Rack - D1
1122 | Local |  |  | CON-HOU_1073 | Clutch Lining, For Grass Cutter | 400 | 1 | 400 | pc/s | WH - Rm3 | CENPRI | Rack - C3
1123 | Local |  |  | CON-MED_1010 | Alcohol, Isopropyl, 70% Solution, 500ml | 52.0333 | 0 | 85 | bot/s
1124 | Manila |  |  | CON-MED_1013 | B-Complex, Super, 500 tabs/bot | 0 | 0 | 0 | bot/s
1125 |  |  |  | CON-MED_1014 | B-Complex, Super, 500 tabs/bot | 0 | 0 | 0 | bot/s
1126 |  |  |  | CON-MED_1015 | Band Aid, Strips | 0 | 0 | 0 | pc/s
1127 |  |  |  | CON-MED_1016 | Bandage, Elastic Roller, 2" x 5 yards | 0 | 0 | 0 | roll/s | WH - Rm3 | CENPRI | Rack - C3
1128 | Local |  |  | CON-MED_1017 | Bandage, Triangular Cloth | 24 | 0 | 48 | sht/s
1129 | Local |  |  | CON-MED_1025 | Cotton Balls (300s) | 37.5 | 0 | 75 | pack/s
1130 | Local |  |  | CON-MED_1031 | Gloves, Surgical, (Medical) | 243.3333 | 0 | 500 | box/s
1131 |  |  |  | CON-MED_1035 | Mask, Dust | 9.4488 | 0 | 0 | pc/s
1132 | Local |  |  | CON-MED_1037 | Mask, Face, Surgical | 113.8889 | 0 | 300 | box/s
1133 |  |  |  | CON-MED_1040 | Multivitamins, Vitamin C 500tabs/bot | 1.1333 | 0 | 6.8 | bot/s
1134 |  |  |  | CON-MED_1041 | Plain NSS Solution, 1L | 0 | 0 | 0 | ltr/s
1135 | Manila |  |  | CON-MED_1044 | Test Strip, for Glucometer | 0 | 0 | 0 | pc/s
1136 |  |  |  | CON-MED_1049 | Gauze, Pads, Sterilized, 12 Ply, 2" x 2" | 0 | 0 | 0 | pc/s | WH - Rm3 | CENPRI | Rack - C2
1137 |  |  |  | CON-MED_1050 | Gauze, Pads, Sterilized, 12 Ply, 3" x 3" | 0 | 0 | 0 | pc/s | WH - Rm3 | CENPRI | Rack - C2
1138 |  |  |  | CON-MED_1052 | Gauze, Rolled, 3" x 10 yards | 0 | 0 | 0 | roll/s | WH - Rm3 | CENPRI | Rack - C3
1139 |  |  |  | CON-MED_1054 | Tablet, Ranitidine, 150mg | 0 | 0 | 0 | pc/s | WH - Rm3 | CENPRI | Rack - C3
1140 |  |  |  | CON-MED_1055 | Tablet, Meclizine HCL, Bonamine, 25mg | 0 | 0 | 0 | pc/s | WH - Rm3 | CENPRI | Rack - C3
1141 |  |  |  | CON-MED_1056 | Vitamin, 400 Softgel, Nature Made, B12 | 0 | 0 | 0 | bot/s | WH - Rm1 | CENPRI
1142 | Local |  |  | CON-MED_1057 | Lancets, Sterile | 2.6 | 0 | 2.6 | pc/s
1143 | Manila |  |  | CON-MED_1058 | Multivitamins, Minerals, 500 tab/bot | 0 | 0 | 0 | bot/s
1144 | Local |  |  | CON-MED_1059 | Vitamin E, 400 I.U., Kirkland, 500 Softgel/bot | 0 | 0 | 0 | bot/s | WH - Rm3 | CENPRI | Rack - C1
1145 | Manila |  |  | CON-OEA_1013 | Gasket, Compressed, Non Asbestos, w/ Wire Insertion, Black, 1/8" x 1.5m x 1.5m | 2750 | 15 | 8250 | sht/s | WH - Rm3 | CENPRI
1146 | Manila |  |  | CON-OEA_1024 | Paste, High Spot, Mechanic Blue, 30g | 47.5 | 0 | 95 | tube/s
1147 | Manila |  |  | CON-OEA_1026 | Paste, Gasoline Gauging, 2.25oz | 210 | 0 | 420 | pc/s
1148 | Local |  |  | CON-OEA_1028 | Bearing, Pillow Block, 1 11/16 Inches ID | 646 | 0 | 646 | pc/s | WH - Rm3 | CENPRI | Rack - C3
1149 | Local |  |  | CON-OEA_1029 | Bearing, Ball, 6308-2Z | 233 | 4 | 466 | pc/s | WH - Rm3 | CENPRI | Rack - B4
1150 | Local |  |  | CON-OEA_1030 | Hose, Industrial Rubber Air | 49 | 0.5 | 49 | feet | WH - Rm1 | CENPRI
1151 | Local |  |  | CON-OEA_1031 | Bearing, Ball, 6306-2Z C3 | 285 | 0 | 285 | pc/s | WH - Rm3 | CENPRI
1152 | Local |  |  | CON-OEA_1032 | Hose, Pneumatic, 8mm | 82 | 0 | 82 | mtr/s | WH - Rm1 | CENPRI
1153 | Manila |  |  | CON-OEA_1033 | Bolt, Hex, High Tensile, Full Thread, W/ Lock Washer, M20 x 55mm x 2.5 Pitch | 28.5 | 0 | 28.5 | set/s |  | CENPRI
1154 | Manila |  |  | CON-OEA_1034 | Bolt, Hex, High Tensile, Half Thread, W/ Lock Washer, M16 x 65mm x 2.5 Pitch | 18.65 | 0 | 18.65 | set/s | WH - Rm3 | CENPRI
1155 | Manila |  |  | CON-OEA_1035 | Bolt, Hex, High Tensile, Full Thread, W/ Lock Washer, M16 x 55mm x 2.0 Pitch | 16.6 | 0 | 16.6 | set/s | WH - Rm3 | CENPRI
1156 | Manila |  |  | CON-OEA_1036 | Bolt, Hex, High Tensile, Full Thread, W/ Lock Washer, M16 x 45mm x 2.0 Pitch | 14.5 | 0 | 14.5 | set/s | WH - Rm3 | CENPRI
1157 | Manila |  |  | CON-OEA_1037 | Bolt, Hex, High Tensile, Half Thread, W/ Lock Washer, M16 x 130mm x 2.0 Pitch | 33.5 | 0 | 33.5 | set/s | WH - Rm3 | CENPRI
1158 | Manila |  |  | CON-OEA_1038 | Bolt, Hex, High Tensile, Full Thread, W/ Lock Washer, M12 x 50mm x 1.75 Pitch | 7.8 | 0 | 7.8 | set/s | WH - Rm3 | CENPRI
1159 | Manila |  |  | CON-OEA_1039 | Bolt, Hex, High Tensile, Half Thread, W/Nut & Lock Washer, M22 x 75mm x 2.5 Pitch | 61.75 | 35 | 64.5 | set/s | WH - Rm3 | CENPRI | Rack - F4
1160 | Manila |  |  | CON-OEA_1040 | Bolt, Hex, High Tensile, Full Thread, W/ Lock Washer, M14 x 50mm x 2.0 Pitch | 11.75 | 0 | 11.75 | set/s | WH - Rm3 | CENPRI
1161 | Local |  |  | CON-OEA_1041 | Allen Screw, Flat, 5/8", (8x40mm) | 17 | 0 | 17 | pc/s
1162 | Local |  |  | CON-OEA_1042 | Bearing, Ball, NU 306 ECP/C3 | 1733 | 2 | 1733 | pc/s | WH - Rm3 | CENPRI | Rack - B4
1163 | Local |  |  | CON-OEA_1043 | Scrubbing Pad, Scotch Brite 3M, 95 x 15mm | 52.75 | 0 | 28.5 | pc/s
1164 | Local |  |  | CON-OEA_1044 | Hose, Hydraulic, 3/4" | 0 | 0 | 0 | feet
1165 | Local |  |  | CON-OEA_1045 | Bearing, Ball, 6306-2ZR | 260 | 0 | 260 | pc/s | WH - Rm3 | CENPRI | Rack - B4
1166 | Manila |  |  | CON-OEA_1046 | Bearing, Roller, NJ 312ECP | 2900 | 2 | 5800 | pc/s | WH - Rm3 | CENPRI | Rack - B4
1167 | Local |  |  | CON-OEA_1048 | Scrubbing Pad, Heavy Duty, 95mm x 150mm x 8mm | 77.9833 | 5 | 77.1 | pack/s | WH - Rm3 | CENPRI | Rack - C3
1168 | Manila |  |  | CON-OEA_1221 | Bolt, Hex, High Tensile, Full Thread, W/ Lock Washer, M16 x 50mm x 2.0 Pitch | 14.75 | 0 | 14.75 | set/s | WH - Rm3 | CENPRI
1169 |  |  |  | CON-OFF_1007 | Box, Storage, Heavy Duty | 78.75 | 0 | 105 | box/s
1170 |  |  |  | CON-OFF_1011 | Clip Board, Wooden | 33.3333 | 0 | 55 | pc/s
1171 |  |  |  | CON-OFF_1012 | Clip, Binder, 1/2" | 13.5 | 0 | 15 | box/s
1172 |  |  |  | CON-OFF_1014 | Clip, Paper, 33mm | 5.3333 | 0 | 8 | box/s
1173 |  |  |  | CON-OFF_1015 | Clip, Paper, 50mm | 12.3333 | 0 | 19 | box/s
1174 |  |  |  | CON-OFF_1020 | Envelope, Expandable, Long | 4.5 | 0 | 9 | pc/s
1175 |  |  |  | CON-OFF_1022 | Envelope, Letter, White, Long | 0.26 | 0 | 0.52 | pc/s
1176 | Local |  |  | CON-OFF_1027 | Eraser, Pencil | 4 | 0 | 8 | pc/s
1177 |  |  |  | CON-OFF_1032 | Fastener, Paper, Plastic | 17.6667 | 0 | 28 | box/s | WH - Rm1 | CENPRI
1178 |  |  |  | CON-OFF_1034 | Folder, Long, White | 3.2917 | 0 | 4 | pc/s
1179 |  |  |  | CON-OFF_1037 | Folder, Short, White | 2.3125 | 0 | 3.5 | pc/s
1180 |  |  |  | CON-OFF_1038 | Glue, Multi Purpose | 41 | 0 | 40 | bot/s | WH - Rm1 | CENPRI
1181 |  |  |  | CON-OFF_1042 | Ink Refill, Pemanent, Blue | 33 | 0 | 66 | bot/s | WH - Rm1 | CENPRI
1182 |  |  |  | CON-OFF_1043 | Ink Refill, Permanent, Black | 32.6667 | 0 | 0 | bot/s
1183 |  |  |  | CON-OFF_1044 | Ink Refill, Permanent, Red | 24 | 0 | 30 | bot/s
1184 |  |  |  | CON-OFF_1045 | Ink Refill, Printer, Black | 50 | 0 | 75 | bot/s
1185 |  |  |  | CON-OFF_1046 | Ink Refill, Printer, Cyan | 50 | 0 | 75 | bot/s
1186 |  |  |  | CON-OFF_1047 | Ink Refill, Printer, Magenta | 50 | 0 | 75 | bot/s
1187 |  |  |  | CON-OFF_1048 | Ink Refill, Printer, Yellow | 56.25 | 0 | 75 | bot/s
1188 |  |  |  | CON-OFF_1050 | Ink Refill, Whiteboard, Black | 73.3333 | 0 | 110 | bot/s
1189 |  |  |  | CON-OFF_1051 | Ink Refill, Whiteboard, Blue | 73.3333 | 0 | 110 | bot/s
1190 |  |  |  | CON-OFF_1053 | Logbook, 300-pages | 25 | 0 | 0 | pc/s
1191 |  |  |  | CON-OFF_1054 | Logbook, 500-pages | 57.1117 | 0 | 69 | pc/s
1192 | Local |  |  | CON-OFF_1055 | Marker, Metal, White | 260 | 1 | 420 | pc/s
1193 |  |  |  | CON-OFF_1056 | Marker, Metal, Yellow | 231.7767 | 0 | 360 | pc/s
1194 |  |  |  | CON-OFF_1057 | Marker, Permanent, Fine, Black | 23.0833 | 0 | 33 | pc/s
1195 |  |  |  | CON-OFF_1058 | Marker, Permanent, Fine, Blue | 22.5 | 0 | 30 | pc/s | WH - Rm1 | CENPRI
1196 |  |  |  | CON-OFF_1059 | Marker, Permanent, Fine, Red | 20 | 0 | 30 | pc/s
1197 | Local |  |  | CON-OFF_1060 | Marker, White Board, Black | 22.5 | 0 | 45 | pc/s
1198 |  |  |  | CON-OFF_1061 | Marker, White Board, Blue | 33.75 | 0 | 45 | pc/s
1199 |  |  |  | CON-OFF_1063 | Paper, Bond, A4 | 145.7143 | 0 | 170 | ream/s
1200 |  |  |  | CON-OFF_1064 | Paper, Bond, Long | 166.6667 | 0 | 190 | ream/s
1201 |  |  |  | CON-OFF_1065 | Paper, Bond, Short | 80 | 0 | 160 | ream/s
1202 |  |  |  | CON-OFF_1067 | Paper, Mimeo, Long | 94.1667 | 0 | 105 | ream/s
1203 |  |  |  | CON-OFF_1068 | Paper, Mimeo, Short | 69.375 | 0 | 95 | ream/s
1204 |  |  |  | CON-OFF_1070 | Pen, Ballpoint, Black | 13.25 | 0 | 4 | pc/s
1205 |  |  |  | CON-OFF_1071 | Pen, Ballpoint, Blue | 2.085 | 0 | 4.17 | pc/s
1206 |  |  |  | CON-OFF_1072 | Pen, Ballpoint, Red | 2.9925 | 0 | 4 | pc/s
1207 |  |  |  | CON-OFF_1074 | Pencil, Graphite, # 2 | 3.6667 | 0 | 5.5 | pc/s
1208 |  |  |  | CON-OFF_1077 | Plastic, Cover | 6 | 0 | 12 | mtr/s
1209 |  |  |  | CON-OFF_1080 | Stapler, Desktop, w/ Remover, #35 | 193.3333 | 0 | 300 | pc/s
1210 |  |  |  | CON-OFF_1081 | Tape, Cellophane, 1" | 12.1429 | 1 | 17 | roll/s
1211 |  |  |  | CON-OFF_1082 | Tape, Cellophane, 2" | 26.4286 | 0 | 30 | roll/s
1212 |  |  |  | CON-OFF_1083 | Tape, Correction | 13.1667 | 0 | 15 | pc/s
1213 |  |  |  | CON-OFF_1084 | Tape, Duct, 2" | 182.95 | 0 | 700 | roll/s
1214 |  |  |  | CON-OFF_1085 | Tape, Masking, 1" | 21.6253 | 6 | 28 | roll/s | WH - Rm3 | CENPRI | Rack - D2
1215 |  |  |  | CON-OFF_1086 | Tape, Masking, 1/2" | 11.895 | 5 | 15 | roll/s | WH - Rm3 | CENPRI | Rack - D2
1216 |  |  |  | CON-OFF_1087 | Tape, Masking, 2" | 30.625 | 0 | 39.75 | roll/s
1217 |  |  |  | CON-OFF_1090 | Water, Drinking, Purified, 5 Gallons, Round Type Container | 19.3103 | 0 | 20 | cont/s | WH - Bldg. | CENPRI
1218 |  |  |  | CON-OFF_1091 | Water, Drinking, Purified, 5 Gallons, Slim Type Container | 19.1667 | 0 | 20 | cont/s | WH - Bldg. | CENPRI
1219 | Local |  |  | CON-OFF_1092 | Wire, Stapler, #10 | 36 | 0 | 72 | box/s
1220 |  |  |  | CON-OFF_1093 | Wire, Stapler, #35 | 31.6 | 0 | 40 | box/s
1221 |  |  |  | CON-OFF_1094 | Ruler, Plastic, 12inches | 5 | 0 | 5 | pc/s | WH - Rm3 | CENPRI
1222 |  |  |  | CON-OFF_1095 | Measure, Tape, 60inches | 5 | 0 | 5 | pc/s | WH - Rm3 | CENPRI
1223 |  |  |  | CON-OFF_1096 | Paper, Colored, 8-1/2" x 11" | 150 | 0 | 150 | ream/s | CABINET | CENPRI
1224 |  |  |  | CON-OFF_1097 | Pins, Color, Thumbtacks | 25 | 0 | 25 | box/s | CABINET | CENPRI
1225 |  |  |  | CON-OFF_1098 | Rope, Plastic | 68.45 | 0 | 74.9 | roll/s | CABINET | CENPRI
1226 |  |  |  | CON-OFF_1099 | Holder, ID | 6.25 | 0 | 2.5 | pc/s | CABINET | CENPRI
1227 |  |  |  | CON-OFF_1100 | Slate, Board, Plastic | 52 | 0 | 52 | pc/s | WH - Rm1 | CENPRI
1228 |  |  |  | CON-OFF_1101 | Tarpaulin, Printed, 3 ft x 5 ft | 0.125 | 0 | 1 | pc/s | WH - Rm3 | CENPRI | Rack - A4
1229 |  |  |  | CON-OFF_1102 | Envelope, Long, Brown | 2 | 0 | 2 | pc/s | WH - Rm3 | CENPRI | Rack - A3
1230 |  |  |  | CON-OFF_1103 | Envelope, Short, Brown | 1.5 | 0 | 1.5 | pc/s | WH - Rm3 | CENPRI | Rack - A3
1231 |  |  |  | CON-OFF_1105 | Ink, Cartridge, Brother Printer, Black | 595 | 0 | 595 | pc/s | WH - Rm1 | CENPRI
1232 |  |  |  | CON-OFF_1106 | Ink, Cartridge, Brother Printer, Cyan | 495 | 0 | 495 | pc/s | WH - Rm1 | CENPRI
1233 |  |  |  | CON-OFF_1107 | Ink, Cartridge, Brother Printer, Yellow | 498 | 0 | 498 | pc/s | WH - Rm1 | CENPRI
1234 |  |  |  | CON-OFF_1108 | Envelope, Plastic, Long | 5 | 0 | 5 | pc/s | WH - Rm1 | CENPRI
1235 |  |  |  | CON-OFF_1109 | Envelope, Plastic, Short | 4.5 | 0 | 4.5 | pc/s | WH - Rm1 | CENPRI
1236 |  |  |  | CON-OFF_1110 | Paper, Sticker, Glossy Yellow | 30 | 0 | 30 | pc/s | WH - Rm1 | CENPRI
1237 | Local |  |  | CON-OFF_1111 | Clip, Binder, 3/4" | 15 | 0 | 15 | box/s | WH - Rm1 | CENPRI
1238 | Local |  |  | CON-OFF_1112 | Logbook, 300-pages, Junior Size | 38 | 0 | 38 | pc/s | WH - Rm1 | CENPRI
1239 | Local |  |  | CON-OFF_1113 | Pencil, No 2 | 6 | 0 | 6 | pc/s | WH - Rm1 | CENPRI
1240 | Local |  |  | CON-OFF_1114 | Ink Refill, Printer, Red | 75 | 0 | 75 | bot/s | WH - Rm1 | CENPRI
1241 | Local |  |  | CON-OFF_1115 | Pin, Push | 12 | 0 | 12 | box/s | WH - Rm1 | CENPRI
1242 | Local |  |  | CON-OFF_1116 | Tape, Duct, Cloth Type, 1.89" x 27.35 yards | 149.75 | 0 | 149.75 | roll/s | WH - Rm1 | CENPRI
1243 | Local |  |  | CON-OFF_1117 | ID Case, Plastic, Soft, Portrait, 10mm x 7mm | 1.49 | 0 | 2.97 | pc/s | WH - Rm1 | CENPRI
1244 | Local |  |  | CON-OFF_1118 | Yarn, Lime Green / Apple Green | 0 | 0 | 0 | roll/s | WH - Rm1 | CENPRI
1245 | Local |  |  | CON-OFF_1119 | Notebooks, 40 Leaves | 7 | 0 | 7 | pc/s | WH - Rm1 | CENPRI
1246 | Local |  |  | CON-OFF_1120 | Paper, Special, Short, 20pcs/pack | 95 | 0 | 95 | pack/s | WH - Rm1 | CENPRI
1247 | Local |  |  | CON-OFF_1121 | Manila Paper | 4 | 0 | 4 | pc/s | WH - Rm1 | CENPRI
1248 | Local |  |  | CON-OFF_1122 | Blade, Cutter, Refill, Small | 15 | 0 | 15 | box/s | WH - Rm1 | CENPRI
1249 | Local |  |  | CON-OFF_1124 | Cutter, Big | 10 | 0 | 10 | pc/s | WH - Rm1 | CENPRI
1250 | Local |  |  | CON-OFF_1125 | Cutter, Small | 7 | 0 | 7 | pc/s | WH - Rm1 | CENPRI
1251 | Local |  |  | CON-OFF_1126 | Highlighter, Neon Green | 30 | 0 | 30 | pc/s | WH - Rm1 | CENPRI
1252 | Local |  |  | CON-OFF_1127 | Highlighter, Pink | 30 | 0 | 30 | pc/s | WH - Rm1 | CENPRI
1253 | Local |  |  | CON-OFF_1129 | Blade, Cutter, Refill, Big | 21 | 0 | 21 | box/s | WH - Rm1 | CENPRI
1254 | Local |  |  | CON-OFF_1130 | Tape, Masking, 1/4" | 10.75 | 0 | 10.75 | roll/s
1255 | Local |  |  | CON-OFF_1131 | Flag, Philippines, 3ft x 5ft, Nylon | 125 | 0 | 125 | pc/s
1256 | Local |  |  | CON-OFF_1132 | Tape, Masking, 3/4" | 24 | 0 | 24 | roll/s
1257 | Local |  |  | CON-SAF_1001 | Tape, Caution, 500 m/roll | 600 | 0 | 1200 | roll/s | WH - Rm3 | CENPRI
1258 | Local |  |  | CON-SAF_1003 | Fire Exit Sign, Reflectorized, Left, 30cm x 10cm | 250 | 0 | 250 | pc/s | WH - Rm1 | CENPRI
1259 | Local |  |  | CON-SAF_1004 | Fire Exit Sign, Reflectorized, Right, 30cm x 10cm | 250 | 0 | 250 | pc/s | WH - Rm1 | CENPRI
1260 | Local |  |  | CON-SAF_1005 | No Smoking Sign, 8.8" c 11" / 21.59cm x 27.94cm | 250 | 0 | 250 | pc/s | WH - Rm1 | CENPRI
1261 | Local |  |  | CON-SAF_1006 | Cable, Fire Alarm & Smoke Detector, #16 / 7(1.25mm2) | 2325 | 0 | 2325 | roll/s | WH - Rm1 | CENPRI
1262 | Local |  |  | CON-SAF_1007 | Fuel Tank Sign, 3M Reflectorized Sticker, 500mm x 500mm | 800 | 0 | 800 | pc/s | WH - Rm1 | CENPRI
1263 | Local |  |  | CON-SAF_1008 | Diesel Tank Sign, 3M Reflectorized Sticker, 500mm x 500mm | 800 | 0 | 800 | pc/s | WH - Rm1 | CENPRI
1264 |  |  |  | CON-STA_1001 | LPG, Gasul, 11 kg | 517.1667 | 0 | 744 | cyl/s
1265 |  |  |  | CON-STA_1002 | LPG, Gasulito | 430.7657 | 1 | 515 | cyl/s
1266 |  |  |  | CON-STA_1004 | LPG, Phoenix | 442.2233 | 0 | 752 | cyl/s
1267 |  |  |  | CON-STA_1005 | LPG, Petronas, 11 kg | 765.1975 | 1 | 765 | cyl/s
1268 | Local |  |  | EIC-PAR_1031 | Breaker, Circuit, 400V, C25, 2 Phase | 0 | -1 | 0 | pc/s
1269 | Local |  |  | EIC-PAR_1049 | Connector, Straight, Rigid Conduit, LTFMC, 1" dia. | 0 | 59 | 0 | pc/s | WH - Rm3 | CENPRI | Rack - A3
1270 | Local |  |  | EIC-PAR_1051 | Connector, Straight, Rigid Conduit, LTFMC, 1/2" dia. | 29.1 | 0 | 37 | pc/s
1271 | Local |  |  | EIC-PAR_1052 | Connector, Straight, Rigid Conduit, LTFMC, 3/4" dia. | 42.25 | 0 | 52 | pc/s
1272 | Local |  |  | EIC-PAR_1065 | Coupling, Rigid Steel Conduit, 1-1/2" | 19.5 | 0 | 39 | pc/s
1273 | Local |  |  | EIC-PAR_1070 | Coupling, Rigid Steel Conduit, 3" dia. | 60 | 10 | 120 | pc/s | WH - Rm3 | CENPRI | Rack - A2
1274 |  |  |  | EIC-PAR_1078 | Insulation, Tube, Spaghetti, 1/8" | 9.5 | 0 | 9.75 | mtr/s
1275 | Local |  |  | EIC-PAR_1086 | Outlet, Convenience, 2 Gang | 31 | 0 | 62 | pc/s
1276 |  |  |  | EIC-PAR_1089 | Pipe, PVC, 2.2mm x 20mm x 10 x 15mm ID | 18.6667 | 0 | 56 | lgth/s
1277 | Local |  |  | EIC-PAR_1090 | Pipe, Rigid Steel Conduit, 1" | 214.5 | 0 | 280 | lgth/s
1278 | Local |  |  | EIC-PAR_1091 | Pipe, Rigid Steel Conduit, 1/2" | 66.5 | 0 | 133 | lgth/s
1279 | Local |  |  | EIC-PAR_1101 | Relay, 5A, 240VAC/28VDC, 8-Pin | 0 | 31 | 0 | pc/s | WH - Rm3 | CENPRI | Rack - A4
1280 | Local |  |  | EIC-PAR_1110 | Conduit Body, Rigid, Type LL, 1/2" dia. | 0 | 17 | 0 | pc/s | WH - Rm3 | CENPRI | Rack - A2
1281 | Local |  |  | EIC-PAR_1125 | Socket Adapter, Light Bulb - Plug Outlet, 125V, 660W | 0 | 1 | 0 | pc/s | WH - Rm1 | CENPRI | Rack - A3
1282 | Local |  |  | EIC-PAR_1130 | Socket, Relay, Din Rail, Round, 10A, 250V, 8-Pin | 0 | 12 | 0 | pc/s | WH - Rm3 | CENPRI | Rack - A4
1283 |  |  |  | EIC-PAR_1137 | Socket, Rubberized | 31.5 | 0 | 85 | pc/s
1284 | Local |  |  | EIC-PAR_1146 | Switch, Pressure, Type 903.2381.907, IP65, Pmax:40bar, 250VAC/30VDC, 15(1.5)A | 0 | 3 | 0 | unit/s | WH - Rm3 | CENPRI | Rack - A4
1285 | Local |  |  | EIC-PAR_1148 | Switch, Pressure, Type 900.2381.907, IP65, Pmax:40bar, 250VAC/30VDC, 15(1.5)A | 0 | 4 | 0 | unit/s | WH - Rm3 | CENPRI | Rack - A4
1286 |  |  |  | EIC-PAR_1174 | Terminal Lug, Ring, Stud Size #4 | 30.3333 | 10 | 66 | pc/s
1287 |  |  |  | EIC-PAR_1183 | Terminal Lug, Ring, Stud Size 3/8" (22-8) | 0 | 0 | 0 | pc/s | WH - Rm1 | CENPRI | Rack - O2
1288 | Local |  |  | EIC-PAR_1192 | Terminal Lug, Ring, Long Barrel, Stud Size 5/8", 1000MCM | 1116.26 | 1 | 2232.52 | pc/s | WH - Rm3 | CENPRI | Rack - A3
1289 | Manila |  |  | EIC-PAR_1200 | THHN/ THWN, 2.0mm?, 600V, 90degC, Black | 8.48 | 0 | 16.96 | mtr/s
1290 | Local |  |  | EIC-PAR_1219 | Box, Junction, PVC, Hexagonal, 4" x 4", gauge 4 mm, White | 0 | 4 | 0 | pc/s | WH - Rm3 | CENPRI | Rack - A4
1291 | Local |  |  | EIC-PAR_1243 | Connector, Copper Compression, Standard Barrel, 250 MCM, Yellow | 92.5 | 0 | 185 | pc/s | WH - Rm3 | CENPRI | Rack - A3
1292 | Local |  |  | EIC-PAR_1256 | Connector, Grounding, Split Bolt, 1 AWG (Str) - 250 kcmil (Run & Tap) | 0 | 19 | 0 | pc/s | WH - Rm3 | CENPRI | Rack - A3
1293 |  |  |  | EIC-PAR_1282 | Bearing, Baring Gear, 7207 BVW | 600 | 0 | 600 | pc/s | WH - Rm3 | CENPRI
1294 |  |  |  | EIC-PAR_1285 | Diode Module, 1200V, 57A, 2 pin, Semipack 1,PN:9056112 | 1680.22 | 0 | 1680.22 | pc/s |  | CENPRI
1295 |  |  |  | EIC-PAR_1286 | Transformer, Indoor, Current, Model:LMZK1, Split Type, 60m, 60Hz, 0.72kV, 150/5A, 2.5VA | 0 | 0 | 0 | pc/s | WH - Rm3 | CENPRI | Rack - O2
1296 |  |  |  | EIC-PAR_1287 | Grounding Rod, Copper Coated, 5/8" x 8 feet | 580.5 | 2 | 596 | lgth/s | WH - Rm3 | CENPRI | Rack - O1
1297 |  |  |  | EIC-PAR_1288 | Solenoid, Direct and Operating Valve, 120 V, Model No: 821C-PM-XX1BA-152-MOD00358 | 34074.77 | 0 | 34074.77 | pc/s | WH - Rm3 | CENPRI | Rack - E3
1298 |  |  |  | EIC-PAR_1289 | Wire Cable, RTD Extension, Gauge 24, Stranded Nickle Plated Copper, Red & Red/White Part No: TFE-0.2/7x3, 200 meters | 29568 | 0 | 29568 | roll/s | WH - Rm3 | CENPRI | Rack - E1
1299 |  |  |  | EIC-PAR_1290 | Insulation, Tube, Spaghetti, 7 mm x 1 meter, Yellow | 11.6667 | 0 | 16.5 | mtr/s | WH - Rm3 | CENPRI | Rack - E2
1300 | Manila |  |  | EIC-PAR_1291 | Diode, Standard, Reverse Polarity, 1400 V, 150 AMP, Stud Mount Type, 1/4" - 28 x 3/8" | 0 | 2 | 0 | pc/s | WH - Rm3 | CENPRI | Rack - A1
1301 | Manila |  |  | EIC-PAR_1292 | Diode, Standard, Forward Polarity, 1400 V, 150 AMP, Stud Mount Type, 1/4" - 28 x 3/8" | 0 | 2 | 0 | pc/s | WH - Rm3 | CENPRI | Rack - A1
1302 |  |  |  | EIC-PAR_1293 | Strip Heater, Ceramic Insulated, Screw Type Terminal, Clamp-on, 1-1/2"W x 10.00" L | 3170 | 0 | 3170 | pc/s | WH - Rm3 | CENPRI | Rack - E2
1303 |  |  |  | EIC-PAR_1294 | Fiber Glass Wire Gauge 12 | 50 | 0 | 50 | mtr/s | WH - Rm3 | CENPRI | Rack - E2
1304 |  |  |  | EIC-PAR_1295 | Tacho Generator, LK:39918/001, 1500-1/min, 1 mA, 60 Volts AC | 0 | 1 | 0 | unit/s | WH - Rm3 | CENPRI | Rack - E2
1305 | Manila |  |  | EIC-PAR_1296 | Insulator, Post, Porcelain, 15KV | 3219 | 0 | 38 | pc/s | WH - Rm3 | CENPRI | Rack - E2
1306 | Manila |  |  | EIC-PAR_1297 | Temperature Sensor, Silicone Rubber Sensor RTD, Temp. Range 50 to 220 Deg., C (-58 to 428 Deg. F) Element: Platinum | 2950 | -6 | 2950 | pc/s | WH - Rm3 | CENPRI | Rack - E2
1307 | Manila |  |  | EIC-PAR_1298 | Wire, Copper, Bare, 60mm2 (2/0 AWG) | 287.28 | 0 | 282.99 | mtr/s | WH - Rm1 | CENPRI | Rack - O3
1308 | Manila |  |  | EIC-PAR_1299 | Rod, Air Terminal, 5/8" dia x 100mm | 3615 | 0 | 3615 | unit/s | WH - Rm3 | CENPRI
1309 | Manila |  |  | EIC-PAR_1300 | Saddle, Round, 5/8" dia x 25-70mm3 Cable Size | 2290 | 0 | 2290 | pc/s | WH - Rm3 | CENPRI
1310 | Manila |  |  | EIC-PAR_1301 | Ground Rod, Copper Bonded, 5/8" dia x 10 ft, Unthreaded Standard Series (256 Micron) | 1286.5 | 0 | 603 | lgth/s | WH - Rm3 | CENPRI
1311 | Manila |  |  | EIC-PAR_1302 | Ground Clamp Connector 16-70mm2 Cable to 5/8" dia (14.2mm) Rod | 320 | 0 | 320 | pc/s | WH - Rm3 | CENPRI
1312 | Manila |  |  | EIC-PAR_1303 | Weld Powder, With Retaining Disk, 45 grs, KW45 | 234 | 0 | 234 | tube/s | WH - Rm3 | CENPRI | Rack - E2
1313 | Local |  |  | EIC-PAR_1304 | Bolt, SS, Full Thread, Complete, M8 x 2" | 15 | 0 | 15 | set/s | WH - Rm3 | CENPRI | Rack - E2
1314 | Manila |  |  | EIC-PAR_1305 | Bushing Assembly, DB-10 / 4000, Rate Voltage: 10kV, Rated Current: 4000A | 0 | 0 | 0 | assy/s | WH - Rm3 | CENPRI
1315 | Local |  |  | EIC-PAR_1307 | Box, Junction, PVC, Hexagonal, 4" x 4", gauge 4 mm, Orange | 18.375 | 10 | 27.5 | pc/s | WH - Rm3 | CENPRI | Rack - A4
1316 | Local |  |  | EIC-PAR_1310 | Conduit Body, Rigid, Type LB, 1/2" dia. | 0 | 15 | 0 | pc/s | WH - Rm3 | CENPRI | Rack - A2
1317 | Local |  |  | EIC-PAR_1311 | THHN/ THWN-2,Lead Free, 3.5mm? STR, 600 V, 30 Amperes, 90deg Wet or Dry, Red | 20.63 | 0 | 20.63 | mtr/s | WH - Rm1 | CENPRI | Rack - O3
1318 | Local |  |  | EIC-PAR_1312 | Adapter, MxF, PVC, 1/2 inch, W/ Lock Nut | 8.25 | 0 | 9 | pc/s | WH - Rm1 | CENPRI | Rack - O2
1319 | Local |  |  | EIC-PAR_1313 | Control Relay, Three-Phase Voltage, 380-480V | 2026 | 0 | 2026 | unit/s | WH - Rm1 | CENPRI
1320 | Local |  |  | EIC-PAR_1314 | Block, Time Delay, 0.1 sec - 30 sec, 10 A, 690 V, LADT2 | 0 | 1 | 0 | pc/s | WH - Rm3 | CENPRI | Rack - A4
1321 | Local |  |  | EIC-PAR_1315 | Box, Pull, PVC, 6" x 6" | 80 | 0 | 80 | pc/s | WH - Rm1 | CENPRI
1322 | Manila |  |  | EIC-PAR_1316 | Battery Supporting Rack Stand | 0 | 0 | 0 | pc/s | WH - Rm3 | CENPRI
1323 | Manila |  |  | EIC-PAR_1317 | Microlog W/ Accessories, CMXA 75-K-SL / CMSW7300 | 2352000 | 0 | 2352000 | unit/s | WH - Rm1 | CENPRI
1324 | Manila |  |  | EIC-PAR_1318 | Battery Bank 12VDC 120AH VRLA Maintenance Free Battery | 0 | 0 | 0 | pc/s | WH - Rm3 | CENPRI
1325 | Manila |  |  | EIC-PAR_1319 | Lightning Discharge Counter, Cirpotec CDR-401, 100kA(10/350) Withstand Discharge Current, Analog Display, Easy Clip-on Installation, EN 50164-6, EN 62561-6 & UTE C 17106 Standard Certified, IP67 (NEMA 6P) Weather Proof Inclosure | 14000 | 0 | 14000 | pc/s | WH - Rm1 | CENPRI
1326 | Manila |  |  | EIC-PAR_1320 | Ohmmeter, Digital Low Resistance, DLRO 10, 10A, With DH4-C Duplex Handspikes(x2), One With Indicator Lights, 1.2m / 4 ft | 0 | 0 | 0 | unit/s | WH - Rm1 | CENPRI
1327 | Local |  |  | EIC-PAR_1321 | SD Card, Sandisk, Ultra SDHC, 16GB, UHS1 48MBPS | 500 | 0 | 500 | pc/s | WH - Rm1 | CENPRI
1328 | Manila |  |  | EIC-PAR_1322 | AC Impedance tester for Generator Rotor, 220V/60Hz | 0 | 0 | 0 | unit/s | WH - Rm3 | CENPRI
1329 | Manila |  |  | EIC-PAR_1323 | Enclosure Cabinet 800 x 600 x 42RU for MWR System | 98000 | 0 | 98000 | unit/s | WH - Bldg. | CENPRI
1330 | Local |  |  | EIC-PAR_1324 | Relay, Auxiliary with Socket, 10A, 250Vac, 10A, 30Vdc, 11 Pins, 3PDT, Coil: 24Vdc | 580.3333 | 0 | 576 | pc/s | WH - Rm1 | CENPRI
1331 | Manila |  |  | EIC-PAR_1325 | Transformer, Window Type, Current, Ratio: 600:5, ACC, Class: 2.5, Burden: 90VA, Rating Factor: 1.5 | 7250 | 0 | 7250 | unit/s | WH - Rm1 | CENPRI
1332 | Manila |  |  | EIC-PAR_1326 | Transformer, Window Type, Current, Ratio: 800:5, ACC, Class: 2.5, Burden: 90VA, Rating Factor: 1.5 | 7250 | 0 | 7250 | unit/s | WH - Rm1 | CENPRI
1333 | Manila |  |  | EIC-PAR_1327 | Terminal Lug, Fork, Insulated, Stud Size #16 (16-14)AWG | 3 | 0 | 3 | pc/s | WH - Rm1 | CENPRI | Rack - O2
1334 | Manila |  |  | EIC-PAR_1328 | Battery Charger, Semi Conductor SCR(Thyristor) Type, Input Voltage: 230VAC 10% Single Phase 60Hz, Output Voltage: 120VDC Nominal, Float Voltage: 132 Volts DC, Equalize/Bosst Charge: 135 Volts DC | 87000 | 0 | 87000 | set/s | WH - Rm3 | CENPRI
1335 | Manila |  |  | EIC-PAR_1329 | Battery, Model: 12V VRLA-AGM, 12V, 100Ah, 330mm(L) x 171mm(W) x 215mm(H), 32kgs | 12500 | 0 | 12500 | pc/s | WH - Rm1 | CENPRI
1336 | Manila |  |  | EIC-PAR_1330 | THW, 14mm?, 600 V, 75degC, Gray | 79.59 | 0 | 79.59 | mtr/s | WH - Rm1 | CENPRI
1337 | Manila |  |  | EIC-PAR_1331 | Flood Light, Explosion Proof Platform Light 200W, Warm White | 20000 | 1 | 20000 | unit/s | WH - Rm3 | CENPRI | Rack - A4
1338 | Manila |  |  | EIC-PAR_1332 | ODU 600 7GHZ HP7421-7491 MHZ TX-LOW | 0 | 0 | 0 | pc/s | WH - Rm3 | CENPRI
1339 | Manila |  |  | EIC-PAR_1334 | Eclipse Intelligent Node Unit 2RU INC IDCE Fan High Output | 0 | 0 | 0 | pc/s | WH - Rm3 | CENPRI
1340 | Manila |  |  | EIC-PAR_1335 | RAC30 V3 QPSK TO 128QAM | 0 | 0 | 0 | pc/s | WH - Rm3 | CENPRI
1341 | Manila |  |  | EIC-PAR_1336 | Eclipse DAC16XE1/DS1 V2 | 0 | 0 | 0 | pc/s | WH - Rm3 | CENPRI
1342 | Manila |  |  | EIC-PAR_1337 | DAC GE3 Gigabit Ethernet Switch Card | 0 | 0 | 0 | pc/s | WH - Rm3 | CENPRI
1343 | Manila |  |  | EIC-PAR_1338 | 50MBPS Node Radio Capacity License | 0 | 0 | 0 | pc/s | WH - Rm3 | CENPRI
1344 | Manila |  |  | EIC-PAR_1339 | Node Protection Card High Power | 0 | 0 | 0 | pc/s | WH - Rm3 | CENPRI
1345 | Manila |  |  | EIC-PAR_1340 | Cable IDU/ODU No Connector 150M | 0 | 0 | 0 | pack/s | WH - Rm3 | CENPRI
1346 | Manila |  |  | EIC-PAR_1341 | Spare Type N Male Crimp / Crimp Connector 300 Type | 0 | 0 | 0 | pc/s | WH - Rm3 | CENPRI
1347 | Manila |  |  | EIC-PAR_1342 | Camsco Transformer, Current, 20/5A 600V, 15VA, Class 1 Cat# CCt-20(L-CAM-TRA-00017) | 0 | 0 | 0 | unit/s | WH - Rm3 | CENPRI
1348 | Manila |  |  | EIC-PAR_1343 | Bus Differential & Breaker Failure Relay, SEL-487B | 786808.55 | 0 | 786808.55 | unit/s | WH - Rm3 | CENPRI
1349 | Manila |  |  | EIC-PAR_1344 | Breaker, Circuit, Molded Case, 440V, 100A, 10 kaic | 2884 | 0 | 2884 | pc/s | WH - Rm3 | CENPRI
1350 | Manila |  |  | EIC-PAR_1345 | Multimode Fiber Optic Cable, SEL-C808 62.5 / 125 um | 9696.51 | 0 | 9696.51 | lot/s | WH - Rm1 | CENPRI
1351 | Manila |  |  | EIC-PAR_1346 | Transformer, AC, Hermetically Sealed Type-Corrugated Fin Wall 750Kva, 3P60Hz, 6600V/230V, Dyn11, ONAN, Meniral Oil, Cable Box, Copper Winding | 0 | 0 | 0 | unit/s | WH - Bldg. | CENPRI
1352 | Manila |  |  | EIC-PAR_1348 | Weather Proofing Kit | 0 | 0 | 0 | pc/s | WH - Rm3 | CENPRI
1353 | Manila |  |  | EIC-PAR_1349 | Ground Conductor Tower Termination | 0 | 0 | 0 | pc/s | WH - Rm3 | CENPRI
1354 | Manila |  |  | EIC-PAR_1350 | Universal Coax Grounding Kit | 0 | 0 | 0 | set/s | WH - Rm3 | CENPRI
1355 | Manila |  |  | EIC-PAR_1351 | Grounding Bar 19" | 0 | 0 | 0 | pc/s | WH - Rm3 | CENPRI
1356 | Manila |  |  | EIC-PAR_1352 | Standard Din Rail 19" | 0 | 0 | 0 | pc/s | WH - Rm3 | CENPRI
1357 | Manila |  |  | EIC-PAR_1353 | Battery Cable With Connector | 0 | 0 | 0 | pc/s | WH - Rm3 | CENPRI
1358 | Manila |  |  | EIC-PAR_1354 | Distribution Circuit Breaker 19" Panel | 0 | 0 | 0 | pc/s | WH - Rm3 | CENPRI
1359 | Manila |  |  | EIC-PAR_1355 | Cable, LAN Ethernet | 0 | 0 | 0 | mtr/s | WH - Rm3 | CENPRI
1360 | Manila |  |  | EIC-PAR_1356 | Cable, Grounding | 0 | 0 | 0 | mtr/s | WH - Rm3 | CENPRI
1361 | Manila |  |  | EIC-PAR_1357 | Cable, Power | 0 | 0 | 0 | mtr/s | WH - Rm3 | CENPRI
1362 | Manila |  |  | EIC-PAR_1358 | Krone DDF Mounting Frame | 0 | 0 | 0 | pc/s | WH - Rm3 | CENPRI
1363 | Manila |  |  | EIC-PAR_1359 | Krone Terminal Block | 0 | 0 | 0 | pair/s | WH - Rm3 | CENPRI
1364 | Manila |  |  | EIC-PAR_1360 | Wire, Grounding #8 | 0 | 0 | 0 | mtr/s | WH - Rm3 | CENPRI
1365 | Manila |  |  | EIC-PAR_1361 | Antenna 7.125 - 8.5GHZ HP | 0 | 0 | 0 | pc/s | WH - Rm3 | CENPRI
1366 | Manila |  |  | EIC-PAR_1362 | Eclipse Flexible Waveguide 7.125 - 8.5GHZ 900mm PDR 84 Flanges | 0 | 0 | 0 | pc/s | WH - Rm3 | CENPRI
1367 | Manila |  |  | EIC-PAR_1363 | ODU Pole Mount | 0 | 0 | 0 | pc/s | WH - Rm3 | CENPRI
1368 | Manila |  |  | EIC-PAR_1364 | Coupler Assy Eclipse 7 GHZ V & H Polarization | 0 | 0 | 0 | pc/s | WH - Rm3 | CENPRI
1369 | Manila |  |  | EIC-PAR_1365 | HRD-E50 To 24 AWG Free End 10M | 0 | 0 | 0 | pc/s | WH - Rm3 | CENPRI
1370 | Manila |  |  | EIC-PAR_1366 | N Type Male Crimp / Clamp Connector | 0 | 0 | 0 | pc/s | WH - Rm3 | CENPRI
1371 | Manila |  |  | EIC-PAR_1367 | Lightning Arrestor, Kit, Universal 50 OHMS Male to Female | 0 | 0 | 0 | pc/s | WH - Rm3 | CENPRI
1372 | Manila |  |  | EIC-PAR_1368 | Connector Kit N Type M&F 300 Type Cable | 0 | 0 | 0 | pc/s | WH - Rm3 | CENPRI
1373 | Manila |  |  | EIC-PAR_1369 | Flex Twist Hanger Assembly | 0 | 0 | 0 | pc/s | WH - Rm3 | CENPRI
1374 | Manila |  |  | EIC-PAR_1370 | Antenna Mounting Bracket W/ Bolt & Nuts | 0 | 0 | 0 | set/s | WH - Rm3 | CENPRI
1375 | Manila |  |  | EIC-PAR_1371 | Side Strap With Clamp | 0 | 0 | 0 | pc/s | WH - Rm3 | CENPRI
1376 | Manila |  |  | EIC-PAR_1372 | Grounding Rod 4ft | 0 | 0 | 0 | pc/s | WH - Rm3 | CENPRI
1377 | Manila |  |  | EIC-PAR_1373 | Microwave Radio Equipment(MWR) Aviat ODU 600 Digital, 7Ghz (1 lot / 2 units) | 725000 | 0 | 0 | unit/s | WH - Rm3 | CENPRI
1378 | Manila |  |  | EIC-PAR_1374 | 48VDC Power Supply,(4 Units of Battery Pack, 12VDC, with Supporting Rack) | 220000 | 0 | 220000 | lot/s | WH - Rm3 | CENPRI
1379 | Manila |  |  | EIC-PAR_1375 | Router, CISCO, Model: ISR 4431/K9, 4GE, 3NIM, 8G Flash, 4G DRAM, IPB | 840000 | 0 | 840000 | unit/s | WH - Rm3 | CENPRI
1380 | Manila |  |  | EIC-PAR_1376 | ISR4431/K9 CISCO ISR 4431 (4GE, 3NIM, 8G Flash, 4G DRAM, IPB) | 0 | 0 | 0 | unit/s | WH - Rm3 | CENPRI
1381 | Manila |  |  | EIC-PAR_1377 | 3 YR SNTC 8X5XNBD CISCO ISR 4431 (4GE) | 0 | 0 | 0 | lot/s | WH - Rm3 | CENPRI
1382 | Manila |  |  | EIC-PAR_1378 | IP Base License For Cisco ISR 4400 Series | 0 | 0 | 0 | lot/s | WH - Rm3 | CENPRI
1383 | Manila |  |  | EIC-PAR_1379 | 2 Port Multiflex Trunk Voice / Clear-Channel Data T1/E1 Module | 0 | 0 | 0 | unit/s | WH - Rm3 | CENPRI
1384 | Manila |  |  | EIC-PAR_1380 | DC Power Supply for CISCO ISR 4430 | 0 | 0 | 0 | unit/s | WH - Rm3 | CENPRI
1385 | Manila |  |  | EIC-PAR_1381 | Eco Friendly Green Option | 0 | 0 | 0 | lot/s | WH - Rm3 | CENPRI
1386 | Manila |  |  | EIC-PAR_1382 | Cover for Empty 2nd Power Supply Slot on CISCO ISR 4400 | 0 | 0 | 0 | unit/s | WH - Rm3 | CENPRI
1387 | Manila |  |  | EIC-PAR_1383 | Blank Faceplate for NIM Slot on CISCO ISR 4400 | 0 | 0 | 0 | unit/s | WH - Rm3 | CENPRI
1388 | Manila |  |  | EIC-PAR_1384 | 4G Dram (1 x 4G) for CICSCO ISR 4400 | 0 | 0 | 0 | unit/s | WH - Rm3 | CENPRI
1389 | Manila |  |  | EIC-PAR_1385 | 2G DRAM (1 DIMM) for CISCO ISR 4400 Data Plane | 0 | 0 | 0 | unit/s | WH - Rm3 | CENPRI
1390 | Manila |  |  | EIC-PAR_1386 | 8G eUSB Flash Memory for CISCO ISR 4430 | 0 | 0 | 0 | unit/s | WH - Rm3 | CENPRI
1391 | Manila |  |  | EIC-PAR_1387 | CISCO ISR 4400 Series IOS XE Universal | 0 | 0 | 0 | unit/s | WH - Rm3 | CENPRI
1392 | Manila |  |  | EIC-PAR_1388 | DC Power Supply (Secondary PS) for CISCO ISR 4430 | 0 | 0 | 0 | unit/s | WH - Rm3 | CENPRI
1393 | Manila |  |  | EIC-PAR_1389 | Breaker, Circuit, 440V, 1250A, 3 Phase, 60Hz, 50kaic, 600V | 54575 | 0 | 54575 | pc/s | WH - Rm1 | CENPRI
1394 | Local |  |  | EIC-PAR_1390 | Terminal Lug, Y-Type, Size (14-12) | 7.5 | 0 | 7.5 | pc/s |  | CENPRI
1395 | Manila |  |  | EIC-PAR_1391 | Breaker, Circuit, 250A, 3 Pole, 36 kaic, 480 VAC | 7400 | 0 | 7400 | pc/s
1396 | Manila |  |  | EIC-PAR_1392 | Gauge, Pressure, 0-100psi/0-7bars, 4"dia, Dial Face, 1/4" NPT | 6700 | 0 | 6700 | pc/s
1397 | Manila |  |  | EIC-PAR_1393 | Gauge, Pressure, 0-300psi/0-21bars, 3-1/2"dia, Dial Face, 1/4" NPT | 6700 | 0 | 6700 | pc/s
1398 | Local |  |  | EIC-PAR_1394 | Box, Junction With Cover, PVC, 4.5" x 4.5", Orange | 60 | 1 | 60 | pc/s | WH - Rm3 | CENPRI | Rack - A3
1399 | Manila |  |  | EIC-PAR_1395 | THHN Wire, 500mm?, Black | 2345 | 0 | 2345 | mtr/s
1400 | Manila |  |  | EIC-PAR_1396 | Digital Input Module DI524, 32 DI, 24V DC, 1-Wire | 35000 | 0 | 35000 | unit/s
1401 | Manila |  |  | EIC-PAR_1397 | Controller, Temperature, Toho, TM 004-R-AB | 6250 | 0 | 6500 | pc/s
1402 | Local |  |  | EIC-PAR_1398 | Cable Tray, Ladder Type, Galvanized, Gauge 16, 300mm x 2438mm long w/ cover. | 8400 | 0 | 8400 | pc/s
1403 | Local |  |  | EIC-PAR_1399 | Wire Duct, 3" x 3" x 8ft long | 700 | 0 | 700 | lgth/s
1404 | Manila |  |  | EIC-PAR_1400 | Breaker, Circuit, 230/400V, C10, 2 Phase | 437.3 | 0 | 437.3 | pc/s
1405 | Manila |  |  | EIC-PAR_1401 | Breaker, Circuit, 400V, 10 kaic, 3 Phase, 100AT | 865 | 0 | 865 | pc/s
1406 | Manila |  |  | EIC-PAR_1402 | Terminal Lug, Pin, #12-10 AWG | 2.8 | 0 | 2.8 | pc/s
1407 | Manila |  |  | EIC-PAR_1403 | Termination Kit, Indoor, Silicone Rubber, 3M, QT-II Cold Shrink, 3points/kit, Tubular | 6550 | 0 | 6550 | Kit/s
1408 | Manila |  |  | EIC-PAR_1404 | Cold Shrink, EPDM Sheath Seal Kit | 2750 | 0 | 2750 | Kit/s
1409 | Manila |  |  | EIC-PAR_1405 | Relay, Auxiliary, 125VDC, 10A, 4CO contacts with sockets, LY4N, Omron | 1716 | 0 | 1716 | pc/s
1410 | Manila |  |  | EIC-PAR_1406 | Terminal Lug, Ring, Stud Size 14-12 AWG | 3.6 | 0 | 3.6 | pc/s
1411 | Manila |  |  | EIC-PAR_1407 | Relay, Protection for MVSG, Combined Overcurrent & Ground Fault, 48VDC, Sepam 1000+, Type S20 | 90800 | 0 | 90800 | pc/s
1412 |  |  |  | EIC-PAR_1408 | Terminal Eye, Non-Insulation, 38-10 | 22 | 0 | 22 | pc/s | WH - Rm3 | CENPRI
1413 | Local |  |  | EIC-PAR_1409 | Terminal Eye, Non-Insulated, 22-10 | 14 | 0 | 14 | pc/s | WH - Rm3 | CENPRI
1414 | Local |  |  | EIC-PAR_1410 | Clip, Aligator | 31.25 | 0 | 65 | pc/s
1415 | Manila |  |  | EIC-PAR_1411 | Horizontal Line Post, 69KV, Polymer w/ gain Base and Top Clamp | 7500 | 0 | 7500 | pc/s
1416 | Manila |  |  | EIC-PAR_1412 | Relay, Thermal Overload, (12-18A), LRE21 | 920.37 | 0 | 920.37 | pc/s
1417 | Manila |  |  | EIC-PAR_1413 | Relay, Auxiliary with Socket, 230VAC Coil, 4PDT, Model: MY4N-GS | 395 | 0 | 395 | tab/s
1418 | Manila |  |  | EIC-PAR_1414 | Terminal Lug, Fork, Insulated, V3.5-5Y, Size: 14-12 | 3.96 | 0 | 3.96 | pc/s
1419 | Manila |  |  | EIC-PAR_1415 | Terminal Lug, 1/0 AWG, Two Hole, Long Barrel, Stud Size 1/2" | 341.96 | 0 | 341.96 | pc/s
1420 | Local |  |  | EIC-PAR_1416 | THHN Copper Wire, 22mm?, Red | 123.5 | 0 | 123.5 | mtr/s
1421 | Local |  |  | EIC-PAR_1417 | Terminal Lug, Pin Type, AWG, 1.25 | 2.97 | 0 | 2.97 | pc/s
1422 | Local |  |  | EIC-PAR_1418 | Terminal Lug, Pin Type, #18-20 | 2.97 | 0 | 2.97 | pc/s
1423 | Manila |  |  | EIC-PAR_1419 | THHN Wire, 3.5mm?, 12 Stranded | 18.995 | 0 | 20.57 | mtr/s | WH - Rm3 | CENPRI
1424 | Manila |  |  | EIC-PAR_1420 | Relay, Timer, H3CR-A8, Source: 24-48 VAC, H3CR-A8AC24-48/DC12-48, w/o socket, 8 pins | 3850 | 0 | 3850 | pc/s
1425 | Manila |  |  | EIC-PAR_1421 | Controller, Temperature, Toho, TM 004-R-A | 6000 | 0 | 6000 | pc/s
1426 | Local |  |  | EIC-PAR_1422 | Bulb, Pilot, 5W, 125VDC | 15 | 0 | 15 | pc/s
1427 | Local |  |  | EIC-PAR_1423 | Bulb, Pilot, 5W, 125VAC | 70 | 0 | 70 | pc/s
1428 | Manila |  |  | EIC-PAR_1424 | Control Easygen, 3200XT-P1, Part#:8440-2082 | 189498.67 | 0 | 189498.67 | unit/s
1429 | Local |  |  | EIC-PAR_1425 | Blower, Fan, (Cooling Fan), 12 x 12cm | 406 | 0 | 406 | pc/s
1430 | Manila |  |  | EIC-PAR_1426 | Relay, Earth Fault, MH IDMTL, Model: REF 052n, Aux Supply: 110/240 VAC, Current Setting: 0.09-3sec/0.039-1.3sec @10times of the setting current. | 27328 | 1 | 27328 | pc/s
1431 | Manila |  |  | EIC-PAR_1427 | Resin Rich Coils (108 coils), Standard Winding Kit, Ideal Electric-KVA-6250; Poles: 14, RPM:514, Frame:M7-30, Volts: 6600, Amps: 547, Hz: 60, Ph: 3, Type: SAMB | 0 | 1 | 0 | lot/s | WH - Bldg. | CENPRI
1432 | Manila |  |  | EIC-PAR_1428 | Relay, Lock Out, Kraus & Naimer, CA10MS6N004/110, A119469075/100 | 0 | 0 | 0 | unit/s
1433 | Local |  |  | EIC-PAR_1429 | Emergency Stop Bottom | 120 | 0 | 120 | pc/s
1434 | Manila |  |  | EIC-PAR_1430 | Contactor, Magnetic, 220VAC, 80A, AC-1 | 5280 | 0 | 5280 | pc/s | WH - Rm3 | CENPRI | Rack - A4
1435 | Manila |  |  | EIC-PAR_1431 | Indicating Lamp / Pilot Light, Red RS PRO, 22mm Cutout, IP65, 230VAC | 224.07 | 0 | 224.07 | pc/s | WH - Rm3 | CENPRI
1436 | Manila |  |  | EIC-PAR_1432 | Indicating Lamp / Pilot Light, Red RS PRO, 22mm Cutout, IP65, 24V ac/dc | 264.11 | 0 | 264.11 | pc/s | WH - Rm3 | CENPRI
1437 | Manila |  |  | EIC-PAR_1433 | Hygrostat, Model: FLZ 600 | 4900 | 0 | 4900 | pc/s | WH - Rm3 | CENPRI | Rack - A4
1438 | Local |  |  | EIC-PAR_1434 | Solenoid Valve, Shutdown, 24VDC | 750 | 0 | 750 | pc/s
1439 | Manila |  |  | EIC-PAR_1436 | Heater, Flange Immersion, Rating: 40kw/460VAC/3P/Delta | 83000 | 0 | 83000 | unit/s
1440 | Manila |  |  | EIC-PAR_1437 | Relay, Thermal Overload, (12-18A), LRD21 | 606.67 | 0 | 473.33 | pc/s
1441 | Manila |  |  | EIC-PAR_1438 | Terminal Lug, Ring, Short Barrel, 100mm?, 1 hole, 1/2"Stud, Cat.#BLY 28-L12 | 245.15 | 0 | 245.15 | pc/s
1442 | Local |  |  | EIC-PAR_1439 | Switch, Heavy Duty w/ Plate, Wall Mounted, Plastic, 1 Gang | 98 | 0 | 98 | set/s | WH - Rm3 | CENPRI
1443 | Local |  |  | EIC-PAR_1440 | Fan, Motor Blade | 225 | 0 | 225 | pc/s
1444 | Local |  |  | EIC-PAR_1441 | Breaker, Circuit, 230/400V, C30, Single Phase | 295 | 0 | 295 | pc/s
1445 | Manila |  |  | EIC-PAR_1442 | Solenoid Valve, 3-Way, MAC 56C-13-681BA Valve, Coil= 68, 120 VDC, 6.4 Watts, Model: 100 TYP XX | 10644.48 | 0 | 10644.48 | pc/s | WH - Rm3 | CENPRI | Rack - A1
1446 | Manila |  |  | EIC-PAR_1443 | Gauge, Pressure, 0-10bars/0-145psi, SS Adapter 1/4 x 1/2npt | 7300 | 0 | 7300 | pc/s
1447 | Manila |  |  | EIC-PAR_1444 | Switch, Flow Explosion Proof, Paddle Type, Housing:Aluminum, 1/2 NPT, Connection: NPT Male, Paddle Length: Standard | 19000 | 11 | 19000 | pc/s | WH - Rm3 | CENPRI | Rack - B1
1448 | Manila |  |  | EIC-PAR_1445 | Switch Control, Selector, 2 Pole, 2 Position, all with Contacts, MAN-EG3200 | 2595 | 0 | 2595 | pc/s | WH - Rm3 | CENPRI | Rack - A3
1449 | Manila |  |  | EIC-PAR_1446 | Block, Terminal, Feed Through, Utility Jut 1-2.5PE | 55.3 | 0 | 55.3 | pc/s | WH - Rm3 | CENPRI | Rack - A3
1450 | Manila |  |  | EIC-PAR_1447 | Block, Terminal, Jumper, For T Block, 6.0mm | 93.6 | 0 | 93.6 | pc/s | WH - Rm3 | CENPRI | Rack - A3
1451 | Manila |  |  | EIC-PAR_1448 | Terminal Lug, Flat, 2.0mm | 2.8 | 0 | 2.8 | pc/s | WH - Rm3 | CENPRI | Rack - A3
1452 | Manila |  |  | EIC-PAR_1449 | Disconnector Male, V2-7B | 2.1 | 0 | 2.1 | pc/s | WH - Rm3 | CENPRI | Rack - A3
1453 | Manila |  |  | EIC-PAR_1450 | Phoenix Contact, Cover, D-UK4/10 Series, Part No.: 3003020 | 29.55 | 0 | 29.55 | pc/s | WH - Rm3 | CENPRI | Rack - A3
1454 | Manila |  |  | EIC-PAR_1451 | Phoenix Contact, End Clamp, E/UK Series, Part No.: 1201442 | 56.62 | 0 | 56.62 | pc/s | WH - Rm3 | CENPRI | Rack - A3
1455 | Manila |  |  | EIC-PAR_1452 | Diode, Vishay 50V 1A, 2 Pin, Single Diode Configuration, Mounting Type: Through Hole, Package Type: DO-204AL, Technology: Silicon Junction, Dimension: 5.2(L) x 2.7(W) x x2.7mm(H), Operating Junction Temperature: -50 to +150 Deg C, Part No.: 1N4001-E3/54 | 10.29 | 0 | 10.29 | pc/s | WH - Rm3 | CENPRI | Rack - A3
1456 | Manila |  |  | EIC-PAR_1453 | Phoenix Contact, ATEX, UK 6 N series, 800 V Standard DIN Rail Terminal, Screw Down termination, Part No.: 3004524 | 80.88 | 0 | 80.88 | pc/s | WH - Rm3 | CENPRI | Rack - A3
1457 | Manila |  |  | EIC-PAR_1454 | Terminal Lug, Ferrule, 2.0mm, Cat# E2510 | 0.69 | 0 | 0.69 | pc/s | WH - Rm3 | CENPRI | Rack - A3
1458 | Manila |  |  | EIC-PAR_1455 | Terminal Lug, Wye 2.0mm | 1.13 | 0 | 1.13 | pc/s | WH - Rm3 | CENPRI | Rack - A3
1459 | Local |  |  | EIC-PAR_1456 | Bridge Rectifier, KBPC3501 | 120 | 0 | 120 | pc/s | WH - Rm3 | CENPRI | Rack - A3
1460 |  |  |  | EIC-PAR_1457 | Terminal Lug, Pin Type, #22-18 | 2.97 | 0 | 2.97 | pc/s | WH - Rm3 | CENPRI | Rack - E2
1461 |  |  |  | EIC-PAR_1458 | Wire, Copper, Bare, Copper Strand, #3/0 AWG, 85mm | 240.8 | 0 | 481.6 | mtr/s | WH - Rm3 | CENPRI
1462 | Manila |  |  | EIC-PAR_1459 | Battery Charger / Rectifier 48VDC, Output 220VAC 50A | 0 | 0 | 0 | pc/s | WH - Rm3 | CENPRI
1463 | Manila |  |  | EIC-PAR_1460 | Camsco Ammeter, 0-20A(3" x 3"), Cat# L-CAM-MET-00043 | 0 | 0 | 0 | unit/s | WH - Rm3 | CENPRI
1464 | Manila |  |  | EIC-PAR_1461 | Relay, Timer, H3CR-A8, Source: 100-240 VAC, 50-60Hz, 100-125VDC, with socket, 8 pins | 2400 | 0 | 2400 | set/s
1465 | Manila |  |  | EIC-PAR_1462 | Battery, Charger, Regulated, Model: 24VR-15A(WM) | 25000 | 0 | 25000 | unit/s
1466 | Manila |  |  | EIC-PAR_1463 | Lighting Conductor, Early Streamer Emission, ESE | 74000 | 0 | 74000 | pc/s | WH - Rm3 | CENPRI
1467 | Local |  |  | EIC-PAR_1464 | Distribution Circuit Breaker 50A, 8 Branches, 3P, Panel | 6790 | 0 | 6790 | pc/s
1468 | Local |  |  | EIC-PAR_1465 | Connector, Conduit, Adapter, w/ Locknut, UPVC, 1" | 16.5 | 18 | 16.5 | pc/s | WH - Rm3 | CENPRI | Side Wall
1469 | Local |  |  | EIC-PAR_1467 | Outlet, Convenience, 3 Gang, w/ Cover & Plate | 285 | 0 | 285 | set/s
1470 | Local |  |  | EIC-PAR_1468 | Control, Box | 0 | 0 | 0 | pc/s | WH - Rm3 | CENPRI | Rack - B1
1471 | Manila |  |  | EIC-PAR_1469 | Glass Epoxy Slot Wedges | 0 | 671 | 0 | pc/s | WH - Bldg. | CENPRI
1472 | Manila |  |  | EIC-PAR_1470 | G.E. Separators 1.0 mm x 17.5 mm x 795 mm | 0 | 109 | 0 | lgth/s | WH - Rm3 | CENPRI
1473 | Manila |  |  | EIC-PAR_1471 | G.E. Separators 0.5 mm x 17.5 mm x 795 mm | 0 | 228 | 0 | lgth/s | WH - Rm3 | CENPRI
1474 | Manila |  |  | EIC-PAR_1472 | G.E. Separators 2.0 mm x 17.5 mm x 795 mm | 0 | 68 | 0 | lgth/s | WH - Rm3 | CENPRI
1475 | Manila |  |  | EIC-PAR_1473 | PGMP Tape 0.15 mm x 20 mm x 50 mtrs | 0 | 10 | 0 | roll/s | WH - Rm3 | CENPRI
1476 | Manila |  |  | EIC-PAR_1474 | G.E. Separators 3.0 mm x 17.5 mm x 795 mm | 0 | 121 | 0 | lgth/s | WH - Rm3 | CENPRI
1477 | Manila |  |  | EIC-PAR_1476 | Flat Cord, Braided, Polyester | 0 | 6 | 0 | roll/s | WH - Rm3 | CENPRI
1478 | Manila |  |  | EIC-PAR_1477 | Epoxy Loaded Felt | 0 | 4 | 0 | roll/s | WH - Rm3 | CENPRI
1479 | Manila |  |  | EIC-PAR_1478 | Brazing Rod | 0 | 1 | 0 | kg/s | WH - Rm3 | CENPRI
1480 | Manila |  |  | EIC-PAR_1479 | Terylene Tape 5 mil x 25 mm x 50 mtrs | 0 | 10 | 0 | roll/s | WH - Rm3 | CENPRI
1481 | Manila |  |  | EIC-PAR_1480 | Conductive Tape 0.12 mm x 25 mm x 50 mtrs | 0 | 5 | 0 | roll/s | WH - Rm3 | CENPRI
1482 | Manila |  |  | EIC-PAR_1481 | RTD, PT-100, 06 nos, 3 Leads of 18 AWG Shielded | 0 | 6 | 0 | pc/s | WH - Rm3 | CENPRI
1483 | Manila |  |  | EIC-PAR_1482 | Lead Wire, 95 mm2, 13.8kV | 0 | 46 | 0 | mtr/s | WH - Rm3 | CENPRI
1484 | Manila |  |  | EIC-PAR_1483 | Coil Spacer | 0 | 1.1 | 0 | kg/s | WH - Rm3 | CENPRI
1485 | Manila |  |  | EIC-PAR_1484 | Copper Connection | 0 | 8.1 | 0 | kg/s | WH - Rm3 | CENPRI
1486 | Local |  |  | EIC-PAR_1485 | Terminal Lug, Ring, Stud Size, (2-5) | 3 | 0 | 3 | pc/s | WH - Rm3 | CENPRI | Rack - C1
1487 | Local |  |  | EIC-PAR_1486 | Terminal Lug, Ring, Stud Size (1.25-4) | 2 | 0 | 2 | pc/s | WH - Rm3 | CENPRI | Rack - C1
1488 | Local |  |  | EIC-PAR_1487 | THHN Wire, 14mm | 0 | 0 | 0 | mtr/s | WH - Rm3 | CENPRI | Rack - C1
1489 | Local |  |  | EIC-PAR_1488 | Outlet, Universal, 2 Gang | 138.75 | 0 | 138.75 | pc/s | WH - Rm3 | CENPRI | Rack - D2
1490 | Local |  |  | EIC-PAR_1489 | Meter, Electronic Energy, Single Phase, 2 Wire, 220 - 240V, 10 (60)A, Sub Meter | 1000 | 0 | 1000 | pc/s | WH - Rm3 | CENPRI | Rack - A4
1491 | Manila |  |  | EIC-PAR_1490 | Relay, Auxiliary with Socket, 5 Amps, 8 Pins, Coil: 24 VDC | 700 | 0 | 700 | set/s | WH - Rm3 | CENPRI | Rack - A4
1492 | Local |  |  | EIC-PAR_1491 | Breaker, Circuit, 50A, 3P, 220-240V, Bolt-on Type, GE, w/o Enclosure | 1865 | 0 | 1865 | set/s | WH - Rm3 | CENPRI | Rack - D1
1493 | Local |  |  | EIC-PAR_1492 | Breaker, Circuit, 15A, 2P, 220-240V, Bolt-on Type, GE, w/o Enclosure | 670 | 0 | 670 | set/s | WH - Rm3 | CENPRI | Rack - D1
1494 | Local |  |  | EIC-PAR_1493 | Breaker, Circuit, 30A, 2P, 220-240V, Bolt-on Type, GE, w/o Enclosure | 670 | 0 | 670 | pc/s | WH - Rm3 | CENPRI | Rack - D1
1495 | Local |  |  | EIC-PAR_1495 | Terminal Clamp, Battery | 45 | 0 | 45 | pc/s | WH - Rm3 | CENPRI | Rack - D1
1496 | Manila |  |  | EIC-PAR_1496 | Solenoid Valve Block, PN: 0018 6654 000 | 44632.84 | 2 | 44632.84 | pc/s | WH - Rm3 | CENPRI | Rack - D2
1497 | Manila |  |  | EIC-PAR_1497 | RAC30 Module, Repaired | 0 | 0 | 0 | unit/s | WH - Rm3 | CENPRI | Rack - A1
1498 | Manila |  |  | EIC-PAR_1498 | Surge Suppressor, MHT250-N48, Rating Operating Voltage 48VDC, Max Operating Voltage 60vdc, Rated Current 2ADC, Series Resistance 0.5 ohms+/-20% | 0 | 0 | 0 | unit/s | WH - Rm3 | CENPRI | Rack - A1
1499 | Manila |  |  | EIC-PAR_1499 | THHN Wire, 125mm² | 594 | 150 | 594 | mtr/s | WH - Rm3 | CENPRI
1500 | Manila |  |  | EIC-PAR_1500 | Terminal Lug, Copper, 100mm2, Long Barrel, 1 hole x 1/2", BBLU-4/0S | 235.6 | 14 | 235.6 | pc/s | WH - Rm3 | CENPRI | Rack - A3
1501 | Manila |  |  | EIC-PAR_1501 | Tube, copper, Soft Drawn 3/4" - 0.028 (19mm) x 15mtr per roll | 3560 | 1 | 3560 | roll/s | WH - Rm3 | CENPRI
1502 | Local |  |  | EIC-PAR_1502 | Distribution Panel, 300A, 3P, Bolt on Type, 440V/230V, Wall Mounted, 16 Branches of CB | 34512 | 0 | 34512 | set/s | WH - Rm3 | CENPRI
1503 | Manila |  |  | EIC-PAR_1503 | Cable, PVC Control, 1.0 mm² x 25G (24Conductors + 1 Ground), 300/500V, Catalog: 10078 | 390 | 0 | 390 | mtr/s | WH - Rm3 | CENPRI | Pallet Rack
1504 | Manila |  |  | EIC-PAR_1504 | Transformer, Indoor Resin Encapsulated Voltage, IEEE C57.13, 60Hz, 1L:7.2/9.52/75KV with Primary Fuses (3.15A), Insulation Class B, IT-PTGS, Thermal Burden-1500VA at Ambient Temp: -5 to +50deg.C. Type MVVT, Ratio 7200/120V, Dimension (mm/kgs): CA/A13287, | 94280 | 1 | 94280 | unit/s | WH - Rm3 | CENPRI
1505 | Manila |  |  | EIC-PAR_1505 | Shut Down Solenoid With Latch For UG-40 | 255000 | 0 | 255000 | assy/s | WH - Rm3 | CENPRI | Rack - A1
1506 | Local |  |  | EIC-PAR_1506 | Conduit, LTFMC 1/2", Flexible Pipe | 62 | 0 | 62 | mtr/s | WH - Rm3 | CENPRI | Rack - A4
1507 | Local |  |  | EIC-PAR_1507 | Conduit, LTFMC 1", Flexible Pipe | 134 | 0 | 134 | mtr/s | WH - Rm3 | CENPRI | Rack - A4
1508 | Manila |  |  | EIC-PAR_1509 | Wire, 15kv, 50mm² Single Core, Cu/XLPE/CTS/PVC, 100% I.L., Thipha Cable from Vietnam | 730 | 0 | 730 | mtr/s | WH - Rm3 | CENPRI
1509 | Manila |  |  | EIC-PAR_1510 | Terminal Lug, Penn-Union Copper Crimp, Long Barrel, 250 mcm, 1/2" Stud Size, 35kV, Cat #BBLU-025S | 255.6 | 6 | 255.6 | pc/s | WH - Rm3 | CENPRI | Rack - A3
1510 | Local |  |  | EIC-PAR_1512 | Insulation, Tube, Spaghetti, 1/4" | 15 | 0 | 15 | mtr/s | WH - Rm3 | CENPRI | Rack - A3
1511 | Local |  |  | EIC-PAR_1513 | Battery Terminal as per Sample | 27.5 | 0 | 10 | pc/s | WH - Rm3 | CENPRI | Rack - A3
1512 | Local |  |  | EIC-PAR_1514 | Bushing ( Lock Nut ), Rigid Steel Conduit, 3" | 31.5 | 2 | 31.5 | pc/s | WH - Rm3 | CENPRI | Rack - A3
1513 | Local |  |  | EIC-PAR_1515 | Outlet Convenience, Duplex, Surface Type, WSG 002 | 89.75 | 0 | 89.75 | pc/s | WH - Rm3 | CENPRI
1514 | Local |  |  | EIC-PAR_1516 | Breaker, Circuit, 20A, 2P, 220-240V, Bolt-on Type | 252 | 1 | 252 | pc/s | WH - Rm3 | CENPRI | Rack - A3
1515 | Local |  |  | EIC-PAR_1517 | Breaker, Circuit, 30A, 2P, 220-240V, Bolt-on Type | 252 | 2 | 252 | pc/s | WH - Rm3 | CENPRI | Rack - A3
1516 | Manila |  |  | EIC-PAR_1518 | Contactor Magnetic, 40 Amps, 3 Phase, 50/60 Hz, 220 VAC Coil, 2ND-2NC, Model: LC1D258 | 5300 | 0 | 5300 | pc/s | WH - Rm3 | CENPRI | Rack - A4
1517 | Local |  |  | EIC-PAR_1519 | Bulb, LED, 33 Watts, 90-240 Volts | 865 | 4 | 865 | pc/s | WH - Rm3 | CENPRI | Rack - A3
1518 | Local |  |  | EIC-PAR_1520 | Terminal Lug, Insulated Cord End, Pin Type, Size:RV 1.25-4 | 2.25 | 25 | 2.25 | pc/s | WH - Rm3 | CENPRI | Rack - A4
1519 | Local |  |  | EIC-PAR_1521 | Terminal Lug, Insulated Fork Type, Size: SV2-4 1 | 2.5 | 25 | 2.5 | pc/s | WH - Rm3 | CENPRI | Rack - A4
1520 | Local |  |  | EIC-PAR_1522 | Terminal Lug, Insulated Fork Type, Size: SV 3.5-5 | 3 | 25 | 3 | pc/s | WH - Rm2 | CENPRI | Rack - A4
1521 |  |  |  | ENG-COM_1032 | Hose, Hydraulic with male, coupling, connector, 1/4" dia x 4Ft, 2wire, Pressure:5800psi, min burst pre:2300psi | 878 | 0 | 878 | set/s | WH - Rm1 | CENPRI
1522 |  |  |  | ENG-COM_1033 | Roller Guide, Fabricated, Pedestal Side | 30000 | 0 | 30000 | unit/s | WH - Rm3 | CENPRI
1523 |  |  |  | ENG-COM_1034 | Roller Guide, Fabricated, Rotor Side | 30000 | 1 | 30000 | unit/s | WH - Rm3 | CENPRI
1524 | Local |  |  | ENG-COM_1035 | Bushing, Plastic, OD: 26 mm, ID: 15 mm, L: 11 mm, For Barring Gear Motor | 180 | 0 | 180 | pc/s | WH - Rm3 | CENPRI | Rack - E1
1525 | Local |  |  | ENG-COM_1037 | Hose, Hydraulic, 3/8"x20ft, w/ reducer 3/8-1/4, 700bars/10,000psi, model: HC9220, Enerpac USA | 14850 | 0 | 14850 | lgth/s
1526 | Local |  |  | ENG-COM_1038 | Coupler, Quick Connect, 3/8, Ball Type, Male & Female, 700Bars, 10,000PSI, Brand: CEJN Sweden | 4600 | 0 | 4600 | pc/s
1527 | Local |  |  | ENG-COM_1039 | Hose, Flexible, Plastic Transparent, 1-1/4" | 98 | 0 | 98 | mtr/s
1528 | Local |  |  | ENG-COM_1040 | Blind Plugs, Relief Valve | 600 | 0 | 600 | pc/s
1529 | Local |  |  | ENG-COM_1043 | Bearing, Ball, 6207 | 248.75 | 0 | 245 | pc/s
1530 | Local |  |  | ENG-COM_1054 | Bearing, Ball, 6206 | 220 | 0 | 220 | pc/s
1531 | Manila |  |  | ENG-PIE_1014 | Nozzle, Fuel Injector, 10 x 0.65 x 140 Deg, 02.416.8160.00 | 2006.2067 | 35 | 0 | pc/s | WH - Rm3 | CENPRI | Rack-4C(Sulzer)
1532 |  |  |  | ENG-PIE_1016 | Hose and Fittings, Hydraulic, Crimped, 21.75" | 760 | 0 | 760 | pc/s | WH - Rm3 | CENPRI | Rack - L3
1533 |  |  |  | ENG-PIE_1017 | Hose and Fittings, Hydraulic, Crimped, 19.75" | 760 | 13 | 760 | pc/s | WH - Rm3 | CENPRI | Rack - L3
1534 |  |  |  | ENG-PIE_1018 | Hose and Fittings, Hydraulic, Crimped, 20.5" | 760 | 8 | 760 | pc/s | WH - Rm3 | CENPRI | Rack - L3
1535 |  |  |  | ENG-PIE_1019 | Hose and Fittings, Hydraulic, Crimped, 18.75" | 760 | 8 | 760 | pc/s | WH - Rm3 | CENPRI | Rack - L3
1536 |  |  |  | ENG-PIE_1020 | Hose, Hydraulic, 426-10 | 0 | 14 | 0 | mtr/s | WH - Rm3 | CENPRI | Rack - I3
1537 |  |  |  | ENG-PIE_1021 | Governor Unit Assembly, UG40 Dial Complete with Servo Motor and Shutdown Solenoid | 500000 | 0 | 500000 | unit/s | WH - Rm3 | CENPRI
1538 |  |  |  | ENG-PIE_1022 | Hose and Fittings, Hydraulic, Crimped, 20" | 760 | 13 | 760 | pc/s | WH - Rm3 | CENPRI | Rack - L3
1539 | Manila |  |  | ENG-PIE_1023 | O-ring, Fabricated, Nitrile,700mm(OD) x 684mm(ID) x 8.0mm(CS), for Lube Oil Cooler | 2400 | 0 | 2400 | pc/s | WH - Rm3 | CENPRI | Rack - I1
1540 | Local |  |  | ENG-PIE_1024 | Bolt, High Tensile, Full Thread, Complete, 3/8" x 2" | 8.5 | 0 | 8.5 | set/s | WH - Rm3 | CENPRI
1541 | Local |  |  | ENG-PIE_1026 | Joint, Fuel Valve Cooling Water Piping | 0 | 36 | 0 | pc/s | WH - Rm3 | CENPRI | Rack - B3
1542 | Manila |  |  | ENG-PIE_1028 | Hydraulic Hose, 3/8" NPT - ID x 23" Long, 18 MPA, 100 Deg Celsuis | 529 | 47 | 529 | pc/s | WH - Rm3 | CENPRI | Rack - I3
1543 | Manila |  |  | ENG-PIE_1029 | Hydraulic Hose, 3/8" NPT - ID x 24" Long, 18 MPA, 100 Deg Celsuis | 536 | 47 | 536 | pc/s | WH - Rm3 | CENPRI | Rack - C1
1544 |  |  |  | ENG-PIE_1030 | Hose and Fittings, Hydraulic, Crimped, 19.25" | 760 | 13 | 760 | pc/s | WH - Rm3 | CENPRI | Rack - I3
1545 | Manila |  |  | ENG-PIE_1031 | O-ring, Fabricated, Nitrile,700mm(OD) x 681mm(ID) x 9.5mm(CS), for Lube Oil Cooler | 3000 | 6 | 3000 | pc/s | WH - Rm3 | CENPRI | Rack - I1
1546 | Local |  |  | ENG-PIE_1033 | Copper, Packing, Slotted, Cyl. Head, Exhaust, Pielstick, 128Q022 | 0 | 13 | 0 | pc/s | WH - Rm3 | CENPRI | Rack - J2
1547 | Local |  |  | ENG-SUL_1005 | Shaft, Lube Oil Priming Pump, Fabricated | 1600 | 0 | 0 | pc/s | WH - Rm3 | CENPRI
1548 | Manila |  |  | ENG-SUL_1006 | Fuel Discharge Pipe, DN20, K 87161 | 2991.82 | 11 | 2991.82 | pc/s | WH - Rm3 | CENPRI | Rack-4C(Sulzer)
1549 | Manila |  |  | ENG-SUL_1007 | Fuel Supply Pipe, DN20, K 87160 | 2755.62 | 12 | 2755.62 | pc/s | WH - Rm3 | CENPRI | Rack-4C(Sulzer)
1550 | Manila |  |  | ENG-SUL_1008 | O-ring , for Flange, Nit., K 11072 | 0 | 12 | 0 | pc/s | WH - Rm3 | CENPRI | Rack-3B(Sulzer)
1551 | Manila |  |  | ENG-SUL_1009 | O-ring , for Flange, Nit., K 11073 | 0 | 12 | 0 | pc/s | WH - Rm3 | CENPRI | Rack-3B(Sulzer)
1552 | Manila |  |  | ENG-SUL_1010 | O-ring , for Thrust Bolt, Nit., K 11039 | 0 | 12 | 0 | pc/s | WH - Rm3 | CENPRI | Rack-3B(Sulzer)
1553 | Manila |  |  | ENG-SUL_1011 | O-ring , for Thrust bolt, Nit., K 11040 | 0 | 12 | 0 | pc/s | WH - Rm3 | CENPRI | Rack-3B(Sulzer)
1554 | Manila |  |  | ENG-SUL_1012 | Fuel Pipe Complete with Delivery Valve, Enforced Execution, K 27250 | 0 | 12 | 0 | pc/s | WH - Rm3 | CENPRI | Rack-3C(Sulzer)
1555 | Manila |  |  | ENG-SUL_1013 | O-ring , for Valve Guide, Vit., PN 3446275413, K 27113 | 0 | 137 | 0 | pc/s | WH - Rm3 | CENPRI | Rack-2A(Sulzer)
1556 | Manila |  |  | ENG-SUL_1014 | Nozzle with Needle, 160 x 12 x 0.475 R, K 27240 | 0 | 12 | 0 | pc/s | WH - Rm3 | CENPRI | Rack-3A(Sulzer)
1557 | Manila |  |  | ENG-SUL_1015 | Cylinder Pin for Nozzle Holder, K 27202 | 0 | 14 | 0 | pc/s | WH - Rm3 | CENPRI | Rack-3B(Sulzer)
1558 | Manila |  |  | ENG-SUL_1016 | Fuel Branch for Fuel Pressure Line, K 27253 | 0 | 12 | 0 | pc/s | WH - Rm3 | CENPRI | Rack-3A(Sulzer)
1559 | Manila |  |  | ENG-SUL_1017 | Special Bolt for K 28005, K 28034 | 0 | 48 | 0 | pc/s | WH - Rm3 | CENPRI | Rack-4D(Sulzer)
1560 | Manila |  |  | ENG-SUL_1018 | Ball Screw for K 28005, K 28035 | 0 | 25 | 0 | pc/s | WH - Rm3 | CENPRI | Rack-4C(Sulzer)
1561 | Manila |  |  | ENG-SUL_1019 | Lock Nut for K 28034, K 28037 | 0 | 48 | 0 | pc/s | WH - Rm3 | CENPRI | Rack-4D(Sulzer)
1562 | Manila |  |  | ENG-SUL_1020 | Lock Nut for K 28035, K 28038 | 0 | 48 | 0 | pc/s | WH - Rm3 | CENPRI | Rack-3B(Sulzer) / Rack-10C(Sulzer)
1563 | Manila |  |  | ENG-SUL_1021 | Block Ball Cock for Fuel Pipe, DN 20, K 87165 | 0 | 24 | 0 | pc/s | WH - Rm3 | CENPRI | Rack-3D(Sulzer)
1564 | Manila |  |  | ENG-SUL_1022 | SERTO Screwed Union for Fuel Pipe, DN 18, K 87162 | 0 | 24 | 0 | pc/s | WH - Rm3 | CENPRI | Rack-3B(Sulzer)
1565 | Manila |  |  | ENG-SUL_1023 | SERTO Connecting Nut for Fuel Pipe, K 87163 | 0 | 22 | 0 | pc/s | WH - Rm3 | CENPRI | Rack-3B(Sulzer)
1566 | Manila |  |  | ENG-SUL_1024 | Hollow Screw for Fuel Pipe, K 87166 | 0 | 22 | 0 | pc/s | WH - Rm3 | CENPRI | Rack-3A(Sulzer) / Rack-6C(Sulzer)
1567 | Manila |  |  | ENG-SUL_1025 | O-ring , for Cylinder Cover, K 27051 | 517.88 | 22 | 517.88 | pc/s | WH - Rm3 | CENPRI | Rack-2A(Sulzer)
1568 | Manila |  |  | ENG-SUL_1026 | Valve Guide, K 27112 | 2948.15 | 48 | 2948.15 | pc/s | WH - Rm3 | CENPRI | Side Wall
1569 | Manila |  |  | ENG-SUL_1027 | O-ring , For Valve Seat K 27108, K 27122 | 72.33 | 36 | 72.33 | pc/s | WH - Rm3 | CENPRI | Rack-3B(Sulzer)
1570 | Manila |  |  | ENG-SUL_1028 | Relief Valve, Complete, PN 3446280455, K 27700 | 4536.505 | 13 | 0 | pc/s | WH - Rm3 | CENPRI | Rack-4C(Sulzer) / Rack-6A(Sulzer)
1571 | Manila |  |  | ENG-SUL_1029 | Valve Seat, For Relief Valve, K 27702 | 1079.155 | 10 | 2158.31 | pc/s | WH - Rm3 | CENPRI | Rack-3B(Sulzer)
1572 | Manila |  |  | ENG-SUL_1030 | Nipple for Indicator Valve K 27016, K 27019 | 584.42 | 12 | 584.42 | pc/s | WH - Rm3 | CENPRI | Rack-3B(Sulzer)
1573 | Manila |  |  | ENG-SUL_1031 | Indicator Valve, Complete, K 27750 | 7128.79 | 11 | 7128.79 | pc/s | WH - Rm3 | CENPRI | Rack-4C(Sulzer)
1574 | Manila |  |  | ENG-SUL_1032 | O-ring , for Nozzle Holder, K 27211 | 36.165 | 15 | 0 | pc/s | WH - Rm3 | CENPRI | Sulzer Oring Box 1
1575 | Manila |  |  | ENG-SUL_1033 | O-ring , for Nut K27209, PN 3446275882, K 27212 | 28.93 | 11 | 0 | pc/s | WH - Rm3 | CENPRI | Rack-2A(Sulzer)
1576 | Manila |  |  | ENG-SUL_1034 | Valve Body For Relief Valve, Sulzer, K 27703 | 567.8767 | 14 | 0 | pc/s | WH - Rm3 | CENPRI | Rack-2A(Sulzer) | Drawer 1
1577 | Local |  |  | ENG-SUL_1035 | Valve Cam for Camshaft, K 42160 | 0 | 6 | 0 | pc/s | WH - Rm3 | CENPRI | Rack-10D(Sulzer)
1578 | Local |  |  | ENG-SUL_1036 | Fuel Cam for Camshaft, K 42150 | 0 | 7 | 0 | pc/s | WH - Rm3 | CENPRI | Rack-10D(Sulzer)
1579 | Local |  |  | ENG-SUL_1037 | Stopper Plate for Operating Piston, K 34138 | 0 | 115 | 0 | pc/s | WH - Rm3 | CENPRI | Rack-10A(Sulzer)
1580 | Local |  |  | ENG-SUL_1038 | Ball-shaped Cup for the Rocker Arms, K 28041 | 0 | 56 | 0 | pc/s | WH - Rm3 | CENPRI | Rack-10A(Sulzer)
1581 | Local |  |  | ENG-SUL_1039 | Spherical Headed Pin for K 28005 & K 28015, K 28009 | 0 | 88 | 0 | pc/s | WH - Rm3 | CENPRI | Rack-10A(Sulzer)
1582 | Local |  |  | ENG-SUL_1040 | Pin for Auxilliary Rocker Arm K 28015, K 28020 | 0 | 72 | 0 | pc/s | WH - Rm3 | CENPRI | Rack-10A(Sulzer)
1583 | Local |  |  | ENG-SUL_1041 | Bolt, K 33400 | 0 | 34 | 0 | pc/s | WH - Rm3 | CENPRI | Rack-10A(Sulzer)
1584 | Local |  |  | ENG-SUL_1042 | Stud with Nut for Connecting Rod Head, K 33410 | 0 | 26 | 0 | pc/s | WH - Rm3 | CENPRI | Rack-10A(Sulzer)
1585 | Local |  |  | ENG-SUL_1043 | Guide Bolt for Guide Element, K 81162 | 0 | 12 | 0 | pc/s | WH - Rm3 | CENPRI | Rack-10A(Sulzer)
1586 | Local |  |  | ENG-SUL_1044 | Guide for Element (Attachment Shaft), K 81163 | 0 | 12 | 0 | pc/s | WH - Rm3 | CENPRI | Rack-10A(Sulzer)
1587 | Local |  |  | ENG-SUL_1045 | Gear, K 51134 | 0 | 7 | 0 | pc/s | WH - Rm3 | CENPRI | Rack-10B(Sulzer)
1588 | Local |  |  | ENG-SUL_1046 | Bevel Gear Wheel Shaft for Governor Drive, K 51135 | 0 | 7 | 0 | pc/s | WH - Rm3 | CENPRI | Rack-10B(Sulzer)
1589 | Local |  |  | ENG-SUL_1047 | Gear Wheel for Governor Drive ZVB 40, K 51130 | 0 | 3 | 0 | pc/s | WH - Rm3 | CENPRI | Rack-10B(Sulzer)
1590 | Local |  |  | ENG-SUL_1048 | Locking Plate, K 33422 | 0 | 19 | 0 | pc/s | WH - Rm3 | CENPRI | Rack-10B(Sulzer)
1591 | Local |  |  | ENG-SUL_1049 | Spiral Gear for Governor Drive, K 51132 | 0 | 1 | 0 | pc/s | WH - Rm3 | CENPRI | Rack-10B(Sulzer)
1592 | Local |  |  | ENG-SUL_1050 | Serrated Bolt, K 33420 | 0 | 42 | 0 | pc/s | WH - Rm3 | CENPRI | Rack-10B(Sulzer)
1593 | Local |  |  | ENG-SUL_1051 | Fuel Discharge Pipe, K 87161 | 0 | 3 | 0 | pc/s | WH - Rm3 | CENPRI | Rack-10B(Sulzer)
1594 | Local |  |  | ENG-SUL_1052 | Counter Ring for Cooling Water Pump, K 73026 | 0 | 10 | 0 | pc/s | WH - Rm3 | CENPRI | Rack-10B(Sulzer)
1595 | Local |  |  | ENG-SUL_1053 | Valve Turning Device for the Exhaust Valve, PN 3446270400, K 27527 | 0 | 47 | 0 | pc/s | WH - Rm3 | CENPRI | Rack-10B(Sulzer)
1596 | Local |  |  | ENG-SUL_1054 | Shaft for Cooling Water Pump, K 73023 | 0 | 1 | 0 | pc/s | WH - Rm3 | CENPRI | Rack-10C(Sulzer)
1597 | Local |  |  | ENG-SUL_1055 | Shaft, K 73225 | 0 | 1 | 0 | pc/s | WH - Rm3 | CENPRI | Rack-10C(Sulzer)
1598 | Local |  |  | ENG-SUL_1056 | Expansion Piece for Exhaust Piping -10 Corrugations, K 81138 | 0 | 3 | 0 | pc/s | WH - Rm3 | CENPRI | Rack-8D(Sulzer)
1599 | Local |  |  | ENG-SUL_1057 | Expansion Piece 9 Corrugations, K 81137 | 0 | 27 | 0 | pc/s | WH - Rm3 | CENPRI | Rack-8C(Sulzer)
1600 | Local |  |  | ENG-SUL_1058 | Expansion Piece 11 Corrugations, K 81139 | 0 | 6 | 0 | pc/s | WH - Rm3 |  | Rack-8A(Sulzer)
1601 | Local |  |  | ENG-SUL_1059 | Valve Sprindle for Exhaust Valve, PN 3446270562, K 27521 | 0 | 37 | 0 | pc/s | WH - Rm3 | CENPRI | Rack-7A(Sulzer)
1602 | Local |  |  | ENG-SUL_1060 | Casing for Actuating Valve Rod, K 44138 | 0 | 8 | 0 | pc/s | WH - Rm3 | CENPRI | Rack-7D(Sulzer) | Beside Rack 7(Sulzer)
1603 | Local |  |  | ENG-SUL_1061 | Ring, Two Parts for Exhaust Piping K81145, K 81145 / 67013 | 0 | 30 | 0 | pc/s | WH - Rm3 | CENPRI | Rack-7D(Sulzer) | Beside Rack 7(Sulzer)
1604 | Local |  |  | ENG-SUL_1062 | Flange for Air Branches K67002 & K67003, K 67004 | 0 | 9 | 0 | pc/s | WH - Rm3 | CENPRI | Rack-7D(Sulzer) | Beside Rack 7(Sulzer)
1605 | Local |  |  | ENG-SUL_1063 | Piston Skirt for Operating Piston, K 34103 | 0 | 4 | 0 | pc/s | WH - Rm3 | CENPRI | Side Wall
1606 | Local |  |  | ENG-SUL_1064 | Jacket Water Pump-Driven Pump Casing | 0 | 1 | 0 | pc/s | WH - Rm3 | CENPRI | Side Wall
1607 | Local |  |  | ENG-SUL_1065 | Engine Driven Injector Cooling Pump | 0 | 1 | 0 | pc/s | WH - Rm3 | CENPRI | Side Wall
1608 | Local |  |  | ENG-SUL_1066 | Upper Ball Socket, K 34104 | 0 | 13 | 0 | pc/s | WH - Rm3 | CENPRI | Side Wall
1609 | Local |  |  | ENG-SUL_1067 | Upper Part of Piston for Operating Piston (Piston Crown), K 34101 | 0 | 3 | 0 | pc/s | WH - Rm3 | CENPRI | Side Wall
1610 | Local |  |  | ENG-SUL_1068 | Housing for Fuel Injection Pump, K 55001 | 0 | 18 | 0 | pc/s | WH - Rm3 | CENPRI | Side Wall
1611 | Local |  |  | ENG-SUL_1069 | O-ring, for Cylinder Liner (Orange), K 21404A | 0 | 100 | 0 | pc/s | WH - Rm3 | CENPRI | Rack-1C(Sulzer)
1612 | Local |  |  | ENG-SUL_1070 | O-ring (Black), K 21404B | 0 | 283 | 0 | pc/s | WH - Rm3 | CENPRI | Rack-1C(Sulzer)
1613 | Local |  |  | ENG-SUL_1071 | Governor Drive, Complete, K 51120 | 0 | 1 | 0 | set/s | WH - Rm3 | CENPRI
1614 | Local |  |  | ENG-SUL_1072 | Inner Valve Spring for the Inlet and Exhaust Valve, PN 3446276183, K 27505 | 0 | 100 | 0 | pc/s | WH - Rm3 | CENPRI | Rack-10D(Sulzer)
1615 | Local |  |  | ENG-SUL_1073 | Outer Valve Spring for the Inlet and Exhaust Valve, PN 8446276173, K 27504 | 0 | 106 | 0 | pc/s | WH - Rm3 | CENPRI | Rack-10D(Sulzer)
1616 | Local |  |  | ENG-SUL_1074 | Valve Spindle for Inlet Valve, PN 3446270492, K 27511 | 0 | 15 | 0 | pc/s | WH - Rm3 | CENPRI | Rack-7D(Sulzer)
1617 |  |  |  | ENG-SUL_1075 | Spring Tensioner for Fuel Injection Valve, K 27206 | 0 | 41 | 0 | pc/s | WH - Rm3 | CENPRI | Rack-10B(Sulzer)
1618 | Local |  |  | ENG-SUL_1076 | Bush for Cooling Water Pump, K 73021 | 0 | 1 | 0 | pc/s | WH - Rm3 | CENPRI | Rack-10B(Sulzer)
1619 | Local |  |  | ENG-SUL_1077 | Shaft for Starting Device, K 43179 | 0 | 1 | 0 | pc/s | WH - Rm3 | CENPRI | Rack-10B(Sulzer)
1620 | Local |  |  | ENG-SUL_1078 | Connecting Piece for Valve Drive, K 44130 | 0 | 4 | 0 | pc/s | WH - Rm3 | CENPRI | Rack-10B(Sulzer)
1621 | Local |  |  | ENG-SUL_1079 | Orbit Motor, Complete, K 72104 | 0 | 4 | 0 | pc/s | WH - Rm3 | CENPRI | Rack-10D(Sulzer)
1622 | Local |  |  | ENG-SUL_1080 | Special Bolt for Main Rocker Arm K 28005, K 28035 | 0 | 23 | 0 | pc/s | WH - Rm3 | CENPRI | Rack-10C(Sulzer)
1623 | Local |  |  | ENG-SUL_1081 | Bolt for Pump Impeller K 71028, K 71033 | 0 | 1 | 0 | pc/s | WH - Rm3 | CENPRI | Rack-10D(Sulzer)
1624 | Local |  |  | ENG-SUL_1082 | Bearing Bush, K 73012 | 0 | 4 | 0 | pc/s | WH - Rm3 | CENPRI | Rack-10C(Sulzer)
1625 | Local |  |  | ENG-SUL_1083 | Locking Screw for Raw Water Pump Casing, K 73134 | 0 | 1 | 0 | pc/s | WH - Rm3 | CENPRI | Rack-10C(Sulzer)
1626 | Local |  |  | ENG-SUL_1084 | Roller for Fuel Injection Pump, K 55028 | 0 | 61 | 0 | pc/s | WH - Rm3 | CENPRI | Rack-10C(Sulzer)
1627 | Local |  |  | ENG-SUL_1085 | Stud for Bearing Casing, K 27038 | 0 | 2 | 0 | pc/s | WH - Rm3 | CENPRI | Rack-10C(Sulzer)
1628 | Local |  |  | ENG-SUL_1086 | Spring for Fuel Injection Pump, K 55018 | 0 | 2 | 0 | pc/s | WH - Rm3 | CENPRI | Rack-10C(Sulzer)
1629 | Local |  |  | ENG-SUL_1087 | SERTO Clamping Ring for Fuel Pipe, K 87164 | 0 | 70 | 0 | pc/s | WH - Rm3 | CENPRI | Rack-10C(Sulzer)
1630 | Local |  |  | ENG-SUL_1088 | Slide for Oil Pump, K 71037 | 0 | 1 | 0 | pc/s | WH - Rm3 | CENPRI | Rack-10C(Sulzer)
1631 | Local |  |  | ENG-SUL_1089 | Bush for Connecting Rod Shaft, K 34137 | 0 | 1 | 0 | pc/s | WH - Rm3 | CENPRI | Rack-10C(Sulzer)
1632 | Local |  |  | ENG-SUL_1090 | Elbow for Air Branch, K 67002 | 0 | 2 | 0 | pc/s | WH - Rm3 | CENPRI | Rack-7D(Sulzer)
1633 | Local |  |  | ENG-SUL_1091 | Lower Ball Socket, K 34110 | 0 | 12 | 0 | pair/s | WH - Rm3 | CENPRI | Rack-7D(Sulzer) | Beside Rack 7(Sulzer)
1634 | Local |  |  | ENG-SUL_1092 | Connecting Rod Shaft, K 33101 | 0 | 2 | 0 | pc/s | WH - Rm3 | CENPRI | Side Wall
1635 | Local |  |  | ENG-SUL_1093 | Housing for Valve Drive, K 44101 | 0 | 3 | 0 | pc/s | WH - Rm3 | CENPRI | Side Wall
1636 | Local |  |  | ENG-SUL_1094 | Tubular Seal 15mm x 1.44m | 0 | 24 | 0 | pc/s | WH - Rm3 | CENPRI | Rack-1A(Sulzer)
1637 | Local |  |  | ENG-SUL_1095 | Tubular Seal 15mm x 1.54m | 0 | 3 | 0 | pc/s | WH - Rm3 | CENPRI | Rack-1A(Sulzer)
1638 | Local |  |  | ENG-SUL_1096 | Tubular Seal 15mm x 1.82m | 0 | 1 | 0 | pc/s | WH - Rm3 | CENPRI | Rack-1A(Sulzer)
1639 | Local |  |  | ENG-SUL_1097 | Tubular Seal 15mm x 1.86m | 0 | 60 | 0 | pc/s | WH - Rm3 | CENPRI | Rack-1A(Sulzer)
1640 | Local |  |  | ENG-SUL_1098 | Tubular Seal 15mm x 1.92m | 0 | 12 | 0 | pc/s | WH - Rm3 | CENPRI | Rack-1A(Sulzer)
1641 | Local |  |  | ENG-SUL_1099 | Tubular Seal 15mm x 2m | 0 | 30 | 0 | pc/s | WH - Rm3 | CENPRI | Rack-1A(Sulzer)
1642 | Local |  |  | ENG-SUL_1100 | Tubular Seal 15mm x 2.14m | 0 | 143 | 0 | pc/s | WH - Rm3 | CENPRI | Rack-1A(Sulzer)
1643 | Local |  |  | ENG-SUL_1101 | Tubular Seal 15mm x 2.16m | 0 | 18 | 0 | pc/s | WH - Rm3 | CENPRI | Rack-1A(Sulzer)
1644 | Local |  |  | ENG-SUL_1102 | O-ring, K 21405 | 0 | 142 | 0 | pc/s | WH - Rm3 | CENPRI | Rack-1B(Sulzer)
1645 | Local |  |  | ENG-SUL_1103 | Upper Half of Housing for Bearing Housing, K 12022 | 0 | 45 | 0 | pc/s | WH - Rm3 | CENPRI | Rack-1B(Sulzer)
1646 | Local |  |  | ENG-SUL_1104 | Lower Half of Housing for Bearing Housing, K 12023 | 0 | 45 | 0 | pc/s | WH - Rm3 | CENPRI | Rack-1C(Sulzer)
1647 | Local |  |  | ENG-SUL_1105 | Seal for Studbolt for Cylinder Head | 0 | 93 | 0 | pc/s | WH - Rm3 | CENPRI | Rack-1C(Sulzer)
1648 | Local |  |  | ENG-SUL_1106 | Piston and Cylinder for Fuel Injection Pump, K 55050 | 0 | 50 | 0 | pc/s | WH - Rm3 | CENPRI | Pallet Rack
1649 | Local |  |  | ENG-SUL_1107 | O-ring, K 77136 | 0 | 18 | 0 | pc/s | WH - Rm3 | CENPRI | Rack-2A(Sulzer)
1650 | Local |  |  | ENG-SUL_1108 | Packing Ring, K 43532 | 0 | 30 | 0 | pc/s | WH - Rm3 | CENPRI | Rack-2A(Sulzer) | Drawer 1
1651 | Local |  |  | ENG-SUL_1109 | Seal, Oil, K 43568 | 0 | 6 | 0 | pc/s | WH - Rm3 | CENPRI | Rack-2A(Sulzer) | Drawer 1
1652 | Local |  |  | ENG-SUL_1110 | Seal, Oil, K 43567 | 0 | 6 | 0 | pc/s | WH - Rm3 | CENPRI | Rack-2A(Sulzer) | Drawer 1
1653 | Local |  |  | ENG-SUL_1111 | O-ring, For Starting-Air Stop Valve, K 43529 | 0 | 18 | 0 | pc/s | WH - Rm3 | CENPRI | Rack-2A(Sulzer) | Drawer 1
1654 | Local |  |  | ENG-SUL_1112 | Piston Ring, K 27409 B | 0 | 29 | 0 | pc/s | WH - Rm3 | CENPRI | Rack-2A(Sulzer) | Drawer 1
1655 | Local |  |  | ENG-SUL_1113 | Joint Ring for Screw Plug K 43544, K 43545 | 0 | 5 | 0 | pc/s | WH - Rm3 | CENPRI | Rack-2A(Sulzer) | Drawer 1
1656 | Local |  |  | ENG-SUL_1114 | Piston Ring, K 43570 | 0 | 6 | 0 | set/s | WH - Rm3 | CENPRI | Rack-2A(Sulzer) | Drawer 1
1657 | Local |  |  | ENG-SUL_1115 | Packing Ring for Locking Screw K 43573, K 43574 | 0 | 35 | 0 | pc/s | WH - Rm3 | CENPRI | Rack-2A(Sulzer) | Drawer 2
1658 | Local |  |  | ENG-SUL_1116 | O-ring, K 43160 | 0 | 12 | 0 | pc/s | WH - Rm3 | CENPRI | Rack-2A(Sulzer) | Drawer 2
1659 | Local |  |  | ENG-SUL_1117 | O-ring, 50mm x 40mm x 5mm | 0 | 14 | 0 | pc/s | WH - Rm3 | CENPRI | Rack-2A(Sulzer) | Drawer 2
1660 | Local |  |  | ENG-SUL_1118 | Joint Ring for Transition Piece, K 27762 | 0 | 34 | 0 | pc/s | WH - Rm3 | CENPRI | Rack-2A(Sulzer) | Drawer 2
1661 | Local |  |  | ENG-SUL_1119 | Piston Ring for K 27404, PN 3446285362, K 27410 B | 0 | 82 | 0 | pc/s | WH - Rm3 | CENPRI | Rack-2A(Sulzer) | Drawer 3
1662 | Local |  |  | ENG-SUL_1120 | Washer, Copper, K 66165 | 0 | 4 | 0 | pc/s | WH - Rm3 | CENPRI | Rack-2A(Sulzer) | Drawer 3
1663 | Local |  |  | ENG-SUL_1121 | Spring, K 77716 | 0 | 24 | 0 | pc/s | WH - Rm3 | CENPRI | Rack-2A(Sulzer) | Drawer 3
1664 | Local |  |  | ENG-SUL_1122 | Seal, Shaft for Rack K 55006, K 55041 | 0 | 47 | 0 | pc/s | WH - Rm3 | CENPRI | Rack-2A(Sulzer) | Drawer 3
1665 | Local |  |  | ENG-SUL_1123 | Packing, K 66154 | 0 | 36 | 0 | pc/s | WH - Rm3 | CENPRI | Rack-2B(Sulzer)
1666 | Local |  |  | ENG-SUL_1124 | Sealing for K 16102 and K 16150, K 16105 | 0 | 15 | 0 | pc/s | WH - Rm3 | CENPRI | Rack-2B(Sulzer)
1667 | Local |  |  | ENG-SUL_1125 | Joint for Blind Flange K 46215, K 46216 | 0 | 6 | 0 | pc/s | WH - Rm3 | CENPRI | Rack-2B(Sulzer)
1668 | Local |  |  | ENG-SUL_1126 | Joint for Crankcase Vent, K 16047 | 0 | 24 | 0 | pc/s | WH - Rm3 | CENPRI | Rack-2B(Sulzer)
1669 | Local |  |  | ENG-SUL_1127 | Sealing for Cover K 46140, K 46147 | 0 | 3 | 0 | pc/s | WH - Rm3 | CENPRI | Rack-2B(Sulzer)
1670 | Local |  |  | ENG-SUL_1128 | Sealing for K 44130, K 44131 | 0 | 12 | 0 | pc/s | WH - Rm3 | CENPRI | Rack-2B(Sulzer)
1671 | Local |  |  | ENG-SUL_1129 | Sealing for Housing K 27259, PN 3446286468, K 27262 | 0 | 12 | 0 | pc/s | WH - Rm3 | CENPRI | Rack-2B(Sulzer)
1672 | Local |  |  | ENG-SUL_1130 | Packing, K 66151 SEM | 0 | 18 | 0 | pc/s | WH - Rm3 | CENPRI | Rack-2B(Sulzer)
1673 | Local |  |  | ENG-SUL_1131 | Gear, K 71030 | 0 | 1 | 0 | pc/s | WH - Rm3 | CENPRI | Rack-7D(Sulzer) | Beside Rack 2-Sulzer
1674 | Local |  |  | ENG-SUL_1132 | Nut, Self Locking, K 42114 | 0 | 14 | 0 | pc/s | WH - Rm3 | CENPRI | Rack-4B(Sulzer)
1675 | Local |  |  | ENG-SUL_1133 | Bolt, Expansion, for Piston Skirt, K 34129 | 0 | 48 | 0 | pc/s | WH - Rm3 | CENPRI | Rack-4B(Sulzer)
1676 | Local |  |  | ENG-SUL_1134 | Bolt, Stud, For Engine | 0 | 3 | 0 | pc/s | WH - Rm3 | CENPRI | Rack-4B(Sulzer)
1677 | Local |  |  | ENG-SUL_1135 | Pawl for Operating Piston, K 34136 | 0 | 34 | 0 | pc/s | WH - Rm3 | CENPRI | Rack-4B(Sulzer)
1678 | Local |  |  | ENG-SUL_1136 | Control Spring for Operating Piston, K 34125 | 0 | 20 | 0 | pc/s | WH - Rm3 | CENPRI | Rack-4D(Sulzer)
1679 | Local |  |  | ENG-SUL_1137 | Sleeve, Operating Piston, K 34124 | 0 | 3 | 0 | pc/s | WH - Rm3 | CENPRI | Rack-4D(Sulzer)
1680 | Local |  |  | ENG-SUL_1138 | Control Ring, For operating Piston, K 34121 | 0 | 9 | 0 | pc/s | WH - Rm3 | CENPRI | Rack-4D(Sulzer)
1681 | Local |  |  | ENG-SUL_1139 | Thrust Ring, For Operating Piston, K 34132 | 0 | 6 | 0 | pc/s | WH - Rm3 | CENPRI | Rack-4D(Sulzer)
1682 | Local |  |  | ENG-SUL_1140 | Grooved Piston Ring, For Operating Piston, K 34410 | 0 | 94 | 0 | pc/s | WH - Rm3 | CENPRI | Rack-5A(Sulzer)
1683 | Local |  |  | ENG-SUL_1141 | Bush, Insert, For Fuel Injection Valve, K 27107 | 0 | 37 | 0 | pc/s | WH - Rm3 | CENPRI | Rack-5B(Sulzer)
1684 | Local |  |  | ENG-SUL_1142 | Upper Spring Plate, For Inlet and Exhaust Valve, K 27501 | 0 | 68 | 0 | pc/s | WH - Rm3 | CENPRI | Rack-5B(Sulzer)
1685 | Local |  |  | ENG-SUL_1143 | Upper Spring Plate, For Exhaust Valve, K 27528 | 0 | 36 | 0 | pc/s | WH - Rm3 | CENPRI | Rack-5B(Sulzer)
1686 | Local |  |  | ENG-SUL_1144 | Piston Ring For K 27404, K 27409 A | 0 | 149 | 0 | pc/s | WH - Rm3 | CENPRI | Rack-5B(Sulzer)
1687 | Local |  |  | ENG-SUL_1145 | Lower Spring, K 27502 | 0 | 24 | 0 | pc/s | WH - Rm3 | CENPRI | Rack-5B(Sulzer)
1688 | Local |  |  | ENG-SUL_1146 | Grooved Packing For Screw K 55021, K 55034 | 0 | 72 | 0 | pc/s | WH - Rm3 | CENPRI | Rack-5B(Sulzer)
1689 | Local |  |  | ENG-SUL_1147 | Nut For Fuel Injection Valve, K 27209 | 0 | 9 | 0 | pc/s | WH - Rm3 | CENPRI | Rack-5B(Sulzer)
1690 | Local |  |  | ENG-SUL_1148 | Piston Ring For K 27404, PN 3446285362, K 27410 A | 0 | 68 | 0 | pc/s | WH - Rm3 | CENPRI | Rack-5B(Sulzer)
1691 | Local |  |  | ENG-SUL_1149 | Bush, For Main Rocker Arm K 28005, K 28008 | 0 | 24 | 0 | pc/s | WH - Rm3 | CENPRI | Rack-5C(Sulzer)
1692 | Local |  |  | ENG-SUL_1150 | Spring, For Relief Valve, K 27705 A | 0 | 25 | 0 | pc/s | WH - Rm3 | CENPRI | Rack-5C(Sulzer)
1693 |  |  |  | ENG-SUL_1151 | Spring, For Relief Valve, K 27705 B | 0 | 6 | 0 | pc/s | WH - Rm3 | CENPRI | Rack-5C(Sulzer)
1694 | Local |  |  | ENG-SUL_1152 | Retaining Ring for K 27403, K 27416 | 0 | 41 | 0 | pc/s | WH - Rm3 | CENPRI | Rack-5C(Sulzer)
1695 | Local |  |  | ENG-SUL_1153 | Retaining Ring Type A For Pin K 55015, K 55040 | 0 | 116 | 0 | pc/s | WH - Rm3 | CENPRI | Rack-5C(Sulzer)
1696 | Local |  |  | ENG-SUL_1154 | Bush for Auxiliary Rocker Arm K 28014, K 28018 | 0 | 24 | 0 | pc/s | WH - Rm3 | CENPRI | Rack-5C(Sulzer)
1697 | Local |  |  | ENG-SUL_1155 | Valve Seat for Valve Spindle K 43511, K 43505 | 0 | 6 | 0 | pc/s | WH - Rm3 | CENPRI | Rack-5C(Sulzer)
1698 | Local |  |  | ENG-SUL_1156 | Nipple For Indicator Valve, K 27752 / K 27017 | 0 | 4 | 0 | pc/s | WH - Rm3 | CENPRI | Rack-5C(Sulzer)
1699 | Local |  |  | ENG-SUL_1157 | Distance Piece For Indicator Valve, K 27753 / K 27018 | 0 | 6 | 0 | pc/s | WH - Rm3 | CENPRI | Rack-5C(Sulzer)
1700 | Local |  |  | ENG-SUL_1158 | Nipple for Indicator Valve, K 27754 / K 27019 | 0 | 3 | 0 | pc/s | WH - Rm3 | CENPRI | Rack-5C(Sulzer)
1701 | Local |  |  | ENG-SUL_1159 | Valve Seat for Inlet & Exhaust, K 27108 | 0 | 106 | 0 | pc/s | WH - Rm3 | CENPRI | Rack-5D(Sulzer)
1702 | Local |  |  | ENG-SUL_1160 | Thrust bearing ring halves (New), K 12061 A | 0 | 28 | 0 | pc/s | WH - Rm3 | CENPRI | Rack-5D(Sulzer)
1703 | Local |  |  | ENG-SUL_1161 | Thrust Bearing Ring Halves, K 12061 B | 0 | 4 | 0 | pc/s | WH - Rm3 | CENPRI | Rack-5D(Sulzer)
1704 | Local |  |  | ENG-SUL_1162 | Piston Ring for Operating Piston Upper and Lower, PN 3446350245, K 34401 | 0 | 141 | 0 | pc/s | WH - Rm3 | CENPRI | Rack-5A(Sulzer)
1705 | Local |  |  | ENG-SUL_1163 | Sealing Ring, PN K21407, K 21407 | 0 | 33 | 0 | pc/s | WH - Rm3 | CENPRI | Rack-5D(Sulzer) | Side Rack 5-Sulzer
1706 | Local |  |  | ENG-SUL_1164 | Metal Tube for Fuel Pressure Line, PN 3446280386, K 27264 A | 0 | 5 | 0 | pc/s | WH - Rm3 | CENPRI | Rack-6A(Sulzer)
1707 | Local |  |  | ENG-SUL_1165 | Metal Tube for Fuel Pressure Line, PN 3446280386, K 27264 B | 0 | 4 | 0 | pc/s | WH - Rm3 | CENPRI | Rack-6A(Sulzer)
1708 | Local |  |  | ENG-SUL_1166 | Washer, For Flange K 27026, K 27028 | 0 | 43 | 0 | pc/s | WH - Rm3 | CENPRI | Rack-6B(Sulzer)
1709 | Local |  |  | ENG-SUL_1167 | Spring Plate For Fuel Injection Valve, K 27205 A | 0 | 33 | 0 | pc/s | WH - Rm3 | CENPRI | Rack-6B(Sulzer)
1710 | Local |  |  | ENG-SUL_1168 | Plunger For Fuel Injection Valve, K 27208 | 0 | 50 | 0 | pc/s | WH - Rm3 | CENPRI | Rack-6B(Sulzer)
1711 | Local |  |  | ENG-SUL_1169 | Conical Cup For Clamping Piece, PN 3424236261, K 21006 | 0 | 34 | 0 | pc/s | WH - Rm3 | CENPRI | Rack-6B(Sulzer)
1712 | Local |  |  | ENG-SUL_1170 | Guide Sleeve For Nozzle Holder, K 27203 | 0 | 111 | 0 | pc/s | WH - Rm3 | CENPRI | Rack-6B(Sulzer)
1713 | Local |  |  | ENG-SUL_1171 | Shim, For Relief Valve, K 27706 | 0 | 23 | 0 | pc/s | WH - Rm3 | CENPRI | Rack-6B(Sulzer)
1714 | Local |  |  | ENG-SUL_1172 | Spring Plate, For Fuel Injection Valve, K 27205 B | 0 | 48 | 0 | pc/s | WH - Rm3 | CENPRI | Rack-6B(Sulzer)
1715 | Local |  |  | ENG-SUL_1173 | Nut For Stud K 11122 (ZV) and 21112 (ZL), K 27039 | 0 | 25 | 0 | pc/s | WH - Rm3 | CENPRI | Rack-6B(Sulzer)
1716 | Local |  |  | ENG-SUL_1174 | Sealing Ring, For Starting Valve, K 27419 | 0 | 2 | 0 | pc/s | WH - Rm3 | CENPRI | Rack-6B(Sulzer)
1717 | Local |  |  | ENG-SUL_1175 | Snap Ring, For Spring Plate K 44113, K 44127 | 0 | 2 | 0 | pc/s | WH - Rm3 | CENPRI | Rack-6B(Sulzer)
1718 | Local |  |  | ENG-SUL_1176 | Spring, For Starting Valve, K 27414 | 0 | 5 | 0 | pc/s | WH - Rm3 | CENPRI | Rack-6B(Sulzer)
1719 | Local |  |  | ENG-SUL_1177 | Spring Cage For K 28041, K 28042 | 0 | 66 | 0 | pc/s | WH - Rm3 | CENPRI | Rack-6B(Sulzer)
1720 | Local |  |  | ENG-SUL_1178 | Nut, K 27258 | 0 | 4 | 0 | pc/s | WH - Rm3 | CENPRI | Rack-6B(Sulzer)
1721 | Local |  |  | ENG-SUL_1179 | Handle For Cover K 27007, PN 3446276122, K 27008 | 0 | 12 | 0 | pc/s | WH - Rm3 | CENPRI | Rack-6B(Sulzer)
1722 | Local |  |  | ENG-SUL_1180 | Bolt, Allen, For Fuel Pressure Pipe | 0 | 106 | 0 | pc/s | WH - Rm3 | CENPRI | Rack-6B(Sulzer)
1723 | Local |  |  | ENG-SUL_1181 | Fuel Pressure, K 27251 | 0 | 25 | 0 | pc/s | WH - Rm3 | CENPRI | Rack-6C(Sulzer)
1724 | Local |  |  | ENG-SUL_1182 | Spindle, For Starting Valve, K 27401 | 0 | 15 | 0 | pc/s | WH - Rm3 | CENPRI | Rack-6C(Sulzer)
1725 | Local |  |  | ENG-SUL_1183 | Conical Clamping Ring, Two Part, For the Inlet Valve, PN 3424277622, K 27503 A | 0 | 32 | 0 | pc/s | WH - Rm3 | CENPRI | Rack-6C(Sulzer)
1726 | Local |  |  | ENG-SUL_1184 | Conical Clamping Ring, Two Part, for the Inlet Valve, PN 3424277622, K 27503 B | 0 | 157 | 0 | pc/s | WH - Rm3 | CENPRI | Rack-6C(Sulzer)
1727 | Local |  |  | ENG-SUL_1185 | Ring For K 27008, PN 3446276163, K 27010 | 0 | 31 | 0 | pc/s | WH - Rm3 | CENPRI | Rack-6C(Sulzer)
1728 | Local |  |  | ENG-SUL_1186 | Housing, For Fuel Pressure Line, K 27259 | 0 | 34 | 0 | pc/s | WH - Rm3 | CENPRI | Rack-6C(Sulzer)
1729 | Local |  |  | ENG-SUL_1187 | Housing, For Fuel Pressure Line, K 27263 | 0 | 32 | 0 | pc/s | WH - Rm3 | CENPRI | Rack-6C(Sulzer)
1730 | Local |  |  | ENG-SUL_1188 | Spring, For Fuel Pressure Valve, PN 3446286100, K 27257 | 0 | 72 | 0 | pc/s | WH - Rm3 | CENPRI | Rack-6C(Sulzer)
1731 | Local |  |  | ENG-SUL_1189 | Conical Clamping Ring, Two Part, For the Exhaust Valve, PN 3446276190, K 27529 | 0 | 185 | 0 | pc/s | WH - Rm3 | CENPRI | Rack-6C(Sulzer)
1732 | Local |  |  | ENG-SUL_1190 | Flange, For Fuel Injection Valve, K 27026 | 0 | 35 | 0 | pc/s | WH - Rm3 | CENPRI | Rack-6D(Sulzer)
1733 | Local |  |  | ENG-SUL_1191 | Starting Valve, Complete, K 27400 | 0 | 8 | 0 | pc/s | WH - Rm3 | CENPRI | Rack-6D(Sulzer)
1734 | Local |  |  | ENG-SUL_1192 | Stud, For Cylinder Cover, K 11122 | 0 | 21 | 0 | pc/s | WH - Rm3 | CENPRI | Rack-6D(Sulzer)
1735 | Local |  |  | ENG-SUL_1193 | Joint, For Crankcase Vent, K 16046 | 0 | 24 | 0 | pc/s | WH - Rm3 | CENPRI | Rack-2B(Sulzer)
1736 | Local |  |  | ENG-SUL_1194 | Sealing, For Handle K 27008, K 27054 | 0 | 7 | 0 | pc/s | WH - Rm3 | CENPRI | Rack-2B(Sulzer)
1737 | Local |  |  | ENG-SUL_1195 | Sealing, For Flange K 55019, K 55020 | 0 | 7 | 0 | pc/s | WH - Rm3 | CENPRI | Rack-2B(Sulzer)
1738 | Local |  |  | ENG-SUL_1196 | Shut-off Piston, For Shaft K 46111, K 46113 | 0 | 1 | 0 | pc/s | WH - Rm3 | CENPRI | Rack-9B(Sulzer)
1739 | Local |  |  | ENG-SUL_1197 | Bush, For Governing Linkage, K 45031 | 0 | 26 | 0 | pc/s | WH - Rm3 | CENPRI | Rack-9B(Sulzer)
1740 | Local |  |  | ENG-SUL_1198 | DU-Bush, For Housing K 46101, K 46103 | 0 | 37 | 0 | pc/s | WH - Rm3 | CENPRI | Rack-9B(Sulzer)
1741 | Local |  |  | ENG-SUL_1199 | Bush, For Roller K 44104, K 44107 | 0 | 5 | 0 | pc/s | WH - Rm3 | CENPRI | Rack-9B(Sulzer)
1742 | Local |  |  | ENG-SUL_1200 | Piston, For Cylinder K 46159, K 46163 | 0 | 6 | 0 | pc/s | WH - Rm3 | CENPRI | Rack-9B(Sulzer)
1743 | Local |  |  | ENG-SUL_1201 | Self Locking Nut, For Lever K45025, K 45042 A | 0 | 25 | 0 | pc/s | WH - Rm3 | CENPRI | Rack-9B(Sulzer)
1744 | Local |  |  | ENG-SUL_1202 | Self Lock Nut, K 45042 B | 0 | 54 | 0 | pc/s | WH - Rm3 | CENPRI | Rack-9B(Sulzer)
1745 | Local |  |  | ENG-SUL_1203 | Pin, For Lever K 45025, K 45073 | 0 | 22 | 0 | pc/s | WH - Rm3 | CENPRI | Rack-9B(Sulzer)
1746 |  |  |  | ENG-SUL_1204 | Bush, K 46177 | 0 | 4 | 0 | pc/s | WH - Rm3 | CENPRI | Rack-9B(Sulzer)
1747 | Local |  |  | ENG-SUL_1205 | Camshaft Bearing Shell Halves, K 42601 | 0 | 23 | 0 | pair/s | WH - Rm3 | CENPRI | Rack-5C(Sulzer)
1748 | Local |  |  | ENG-SUL_1206 | Flexible Rodding Complete, K 45001 | 0 | 1 | 0 | pc/s | WH - Rm3 | CENPRI | Rack-9B(Sulzer)
1749 | Local |  |  | ENG-SUL_1207 | Adjusting Ring, For Shaft, K 46176 | 0 | 10 | 0 | pc/s | WH - Rm3 | CENPRI | Rack-9B(Sulzer)
1750 | Local |  |  | ENG-SUL_1208 | Articulation Piece, K 45013 | 0 | 2 | 0 | pc/s | WH - Rm3 | CENPRI | Rack-9B(Sulzer)
1751 | Local |  |  | ENG-SUL_1209 | Pin, For Housing K 44101, K 44110 | 0 | 74 | 0 | pc/s | WH - Rm3 | CENPRI | Rack-9B(Sulzer)
1752 | Local |  |  | ENG-SUL_1210 | Spindle , K 46114 | 0 | 1 | 0 | pc/s | WH - Rm3 | CENPRI | Rack-9B(Sulzer)
1753 | Local |  |  | ENG-SUL_1211 | Serto Angle Adjustment Piece, For Control Element Cabinet, K 46372 | 0 | 3 | 0 | pc/s | WH - Rm3 | CENPRI | Rack-9B(Sulzer)
1754 | Local |  |  | ENG-SUL_1212 | Serto Screwed Bulkhead Connection, K 46376 | 0 | 6 | 0 | pc/s | WH - Rm3 | CENPRI | Rack-9B(Sulzer)
1755 | Local |  |  | ENG-SUL_1213 | Spring, For Flexible Rodding, K 45005 | 0 | 1 | 0 | pc/s | WH - Rm3 | CENPRI | Rack-9B(Sulzer)
1756 | Local |  |  | ENG-SUL_1214 | Pressure Spring For Valve Drive, PN 3446426042, K 44111 | 0 | 6 | 0 | pc/s | WH - Rm3 | CENPRI | Rack-9B(Sulzer)
1757 | Local |  |  | ENG-SUL_1215 | Spherical Pin For Valve Drive, K 44112 | 0 | 12 | 0 | pc/s | WH - Rm3 | CENPRI | Rack-9B(Sulzer)
1758 | Local |  |  | ENG-SUL_1216 | Bush, For Housing K 43161, K 43163 | 0 | 7 | 0 | pc/s | WH - Rm3 | CENPRI | Rack-9B(Sulzer)
1759 | Local |  |  | ENG-SUL_1217 | Forked Lever, K 45025 | 0 | 2 | 0 | pc/s | WH - Rm3 | CENPRI | Rack-9B(Sulzer)
1760 | Local |  |  | ENG-SUL_1218 | Valve Spindle, For Starting-Air Stop Valve, K 43511 | 0 | 7 | 0 | pc/s | WH - Rm3 | CENPRI | Rack-9B(Sulzer)
1761 | Local |  |  | ENG-SUL_1219 | Rotary Slide Valve, For Starting Device, K 43173 | 0 | 6 | 0 | pc/s | WH - Rm3 | CENPRI | Rack-9B(Sulzer)
1762 | Local |  |  | ENG-SUL_1220 | Spring, For Non Return Valve K 43515, K 43519 | 0 | 16 | 0 | pc/s | WH - Rm3 | CENPRI | Rack-9B(Sulzer)
1763 | Local |  |  | ENG-SUL_1221 | 3/2 Way Valve Complete, K 47065 | 0 | 1 | 0 | pc/s | WH - Rm3 | CENPRI | Rack-9B(Sulzer)
1764 | Local |  |  | ENG-SUL_1222 | Pawl, For Overspeed Trip, K 46150 | 0 | 1 | 0 | pc/s | WH - Rm3 | CENPRI | Rack-9B(Sulzer)
1765 | Local |  |  | ENG-SUL_1223 | Visual Flow Control, Eight-Positioned, Complete, K 84463 | 0 | 3 | 0 | pc/s | WH - Rm3 | CENPRI | Rack-9C(Sulzer)
1766 | Local |  |  | ENG-SUL_1224 | Clamping Piece, For Support K 81260, K 81184 | 0 | 4 | 0 | pc/s | WH - Rm3 | CENPRI | Rack-9C(Sulzer)
1767 | Local |  |  | ENG-SUL_1225 | Pin, For Roller K 44104, K 44106 | 0 | 28 | 0 | pc/s | WH - Rm3 | CENPRI | Rack-9C(Sulzer)
1768 | Local |  |  | ENG-SUL_1226 | Guide, For Piston For Fuel Injection Pump, K 55013 | 0 | 5 | 0 | pc/s | WH - Rm3 | CENPRI | Rack-9C(Sulzer)
1769 | Local |  |  | ENG-SUL_1227 | Upper Spring Plate, For Fuel Injection Pump, K 55010 | 0 | 7 | 0 | pc/s | WH - Rm3 | CENPRI | Rack-9C(Sulzer)
1770 | Local |  |  | ENG-SUL_1228 | Rack, For Fuel Injection Pump, K 55006 | 0 | 3 | 0 | pc/s | WH - Rm3 | CENPRI | Rack-9C(Sulzer)
1771 | Local |  |  | ENG-SUL_1229 | Regulating Sleeve, For Fuel Injection Pump, K 55005 | 0 | 35 | 0 | pc/s | WH - Rm3 | CENPRI | Rack-9C(Sulzer)
1772 | Local |  |  | ENG-SUL_1230 | Thrust Plate, For Roller K 55028, K 55030 | 0 | 14 | 0 | pc/s | WH - Rm3 | CENPRI | Rack-9C(Sulzer)
1773 | Local |  |  | ENG-SUL_1231 | Clamping Ring, For Rack K 55006, K 55007 | 0 | 10 | 0 | pc/s | WH - Rm3 | CENPRI | Rack-9C(Sulzer)
1774 | Local |  |  | ENG-SUL_1232 | Thrust Washer, For Roller K 44104, K 44108 | 0 | 6 | 0 | pc/s | WH - Rm3 | CENPRI | Rack-9C(Sulzer)
1775 | Local |  |  | ENG-SUL_1233 | Snap Ring, K 55024 | 0 | 12 | 0 | pc/s | WH - Rm3 | CENPRI | Rack-9C(Sulzer)
1776 | Local |  |  | ENG-SUL_1234 | Pin For Fuel Injection Pump, K 55012 | 0 | 41 | 0 | pc/s | WH - Rm3 | CENPRI | Rack-9C(Sulzer)
1777 | Local |  |  | ENG-SUL_1235 | Bush, For Roller K 55028, K 55016 | 0 | 20 | 0 | pc/s | WH - Rm3 | CENPRI | Rack-9C(Sulzer)
1778 | Local |  |  | ENG-SUL_1237 | Flange, For Fuel Injection Pump, K 55019 | 0 | 5 | 0 | pc/s | WH - Rm3 | CENPRI | Rack-9C(Sulzer)
1779 | Local |  |  | ENG-SUL_1238 | Retaining Screw For Fuel Injection Pump, K 55022 | 0 | 18 | 0 | pc/s | WH - Rm3 | CENPRI | Rack-9C(Sulzer)
1780 | Local |  |  | ENG-SUL_1239 | Baffle Screw, For Fuel Injection Pump, K 55021 | 0 | 60 | 0 | pc/s | WH - Rm3 | CENPRI | Rack-9C(Sulzer)
1781 | Local |  |  | ENG-SUL_1240 | Shaft, K 46111 | 0 | 1 | 0 | pc/s | WH - Rm3 | CENPRI | Rack-9C(Sulzer)
1782 | Local |  |  | ENG-SUL_1241 | Pin, For Pawl K 46150, K 46151 | 0 | 19 | 0 | pc/s | WH - Rm3 | CENPRI | Rack-9C(Sulzer)
1783 | Local |  |  | ENG-SUL_1242 | O-ring for Cylinder Liner, PN 3446275092, K 21406 | 0 | 169 | 0 | pc/s | WH - Rm3 | CENPRI | Rack-9D(Sulzer)
1784 | Local |  |  | ENG-SUL_1243 | Dowel Pin, For Connecting Rod, K 33205 | 0 | 42 | 0 | pc/s | WH - Rm3 | CENPRI | Rack-9D(Sulzer)
1785 | Local |  |  | ENG-SUL_1244 | Bolt, Ecpansion, K 34127 | 0 | 23 | 0 | pc/s | WH - Rm3 | CENPRI | Rack-9D(Sulzer)
1786 | Local |  |  | ENG-SUL_1245 | Gear Wheel, For Cooling Water Pump, K 73024 | 0 | 1 | 0 | pc/s | WH - Rm3 | CENPRI | Rack-9D(Sulzer)
1787 | Local |  |  | ENG-SUL_1246 | Hose, Flexible, Hydraulic, For Cylinder Head, 3/4", SAE100R2AT | 0 | 25 | 0 | pc/s | WH - Rm3 | CENPRI | Rack-9D(Sulzer)
1788 | Local |  |  | ENG-SUL_1247 | Guide Piston, For Valve Drive, K 44102 | 0 | 3 | 0 | pc/s | WH - Rm3 | CENPRI | Rack-10B(Sulzer)
1789 | Local |  |  | ENG-SUL_1248 | Coupling Piece, For Cylinder Lubricating Pump K 72101, K 72103 | 0 | 4 | 0 | pc/s | WH - Rm3 | CENPRI | Rack-10C(Sulzer)
1790 | Local |  |  | ENG-SUL_1249 | Lower Spring Plate, For Fuel Injection Pump, K 55011 | 0 | 5 | 0 | pc/s | WH - Rm3 | CENPRI | Rack-10C(Sulzer)
1791 | Local |  |  | ENG-SUL_1250 | Housing, For Valve Drive With Roller, K 44101/44104 | 0 | 2 | 0 | pc/s | WH - Rm3 | CENPRI | Side Wall
1792 | Local |  |  | ENG-SUL_1251 | Ring, For Operating Piston, K 34123 | 0 | 1 | 0 | pc/s | WH - Rm3 | CENPRI | Side Wall
1793 | Local |  |  | ENG-SUL_1252 | O-ring, K 28044 | 0 | 159 | 0 | pc/s | WH - Rm3 | CENPRI | Sulzer Oring Box 1
1794 | Local |  |  | ENG-SUL_1253 | O-ring for Connecting Piece K 44130, PN 3446275004, K 44140 | 0 | 239 | 0 | pc/s | WH - Rm3 | CENPRI | Sulzer Oring Box 1
1795 | Local |  |  | ENG-SUL_1254 | O-ring, For Cooling Insert K 34133, PN 3466275142, K 34144 | 0 | 82 | 0 | pc/s | WH - Rm3 | CENPRI | Sulzer Oring Box 1
1796 | Local |  |  | ENG-SUL_1255 | O-ring, K 73036 | 0 | 21 | 0 | pc/s | WH - Rm3 | CENPRI | Sulzer Oring Box 1
1797 | Local |  |  | ENG-SUL_1256 | O-ring, For Ring K 11116, PN 3446270842, K 11126 | 0 | 78 | 0 | pc/s | WH - Rm3 | CENPRI | Sulzer Oring Box 1
1798 | Local |  |  | ENG-SUL_1257 | O-ring, For Nut K 27039, K 27056 | 0 | 83 | 0 | pc/s | WH - Rm3 | CENPRI | Sulzer Oring Box 1
1799 | Local |  |  | ENG-SUL_1258 | O-ring, K 55036 | 0 | 239 | 0 | pc/s | WH - Rm3 | CENPRI | Sulzer Oring Box 1
1800 | Local |  |  | ENG-SUL_1259 | O-ring for Housing K 27259 and K 27263, K 27275 | 0 | 320 | 0 | pc/s | WH - Rm3 | CENPRI | Sulzer Oring Box 2
1801 | Local |  |  | ENG-SUL_1260 | O-ring, K 55037 | 0 | 393 | 0 | pc/s | WH - Rm3 | CENPRI | Sulzer Oring Box 2
1802 | Local |  |  | ENG-SUL_1261 | O-ring, For Flange - K 28030, K 28045 | 0 | 164 | 0 | pc/s | WH - Rm3 | CENPRI | Sulzer Oring Box 2
1803 | Local |  |  | ENG-SUL_1262 | O-ring, For Ring K-27010, PN 3446275104, K 27055 | 0 | 125 | 0 | pc/s | WH - Rm3 | CENPRI | Sulzer Oring Box 2
1804 | Local |  |  | ENG-SUL_1263 | O-ring, K 55035 | 0 | 213 | 0 | pc/s | WH - Rm3 | CENPRI | Sulzer Oring Box 2
1805 | Local |  |  | ENG-SUL_1264 | O-ring, For K 27402 and K 27403, PN 3436275004, K 27411 | 0 | 60 | 0 | pc/s | WH - Rm3 | CENPRI | Sulzer Oring Box 2
1806 | Local |  |  | ENG-SUL_1265 | O-ring, For Metal Tube K 27264, PN 3446275022, K 27276 | 0 | 537 | 0 | pc/s | WH - Rm3 | CENPRI | Sulzer Oring Box 2
1807 | Local |  |  | ENG-SUL_1266 | O-ring, For K 42201, K 42215 | 0 | 11 | 0 | pc/s | WH - Rm3 | CENPRI | Sulzer Oring Box 2
1808 | Local |  |  | ENG-SUL_1267 | Oring, K 21445 | 0 | 18 | 0 | pc/s | WH - Rm3 | CENPRI | Sulzer Oring Box 2
1809 | Local |  |  | ENG-SUL_1268 | Rubber Joint For Oil Sump, K 11826 | 0 | 287.7 | 0 | mtr/s | WH - Rm3 | CENPRI | Sulzer Oring Box 3
1810 | Local |  |  | ENG-SUL_1269 | Rocker Arm (Main Rocker Arm & Auxiliary Rocker Arm, Complete, K 28000 | 0 | 2 | 0 | pc/s | WH - Extn B | CENPRI
1811 | Local |  |  | ENG-SUL_1270 | Cylinder Head (CH 2027, 2015, 2030, 2006, 2041, 2004), K 27000, K 27100 | 0 | 5 | 0 | pc/s | WH - Extn B | CENPRI
1812 | Local |  |  | ENG-SUL_1271 | Cylinder Head Body | 0 | 1 | 0 | unit/s | WH - Extn B | CENPRI
1813 | Local |  |  | ENG-SUL_1272 | Cylinder Head Cover | 0 | 2 | 0 | unit/s | WH - Extn B | CENPRI
1814 | Local |  |  | ENG-SUL_1273 | Cylinder Liner, K 21401 | 0 | 22 | 0 | unit/s | WH - Extn B | CENPRI
1815 | Local |  |  | ENG-SUL_1274 | Fuel Injection Pump Complete, K 55000 | 0 | 0 | 0 | unit/s | WH - Extn B | CENPRI
1816 | Local |  |  | ENG-SUL_1275 | Rotor Assembly | 0 | 5 | 0 | assy/s | WH - Extn B | CENPRI
1817 | Local |  |  | ENG-SUL_1277 | Gas Inlet Casing | 0 | 2 | 0 | pair/s | WH - Extn B | CENPRI
1818 | Local |  |  | ENG-SUL_1278 | Jacket Water Pump | 0 | 1 | 0 | unit/s | WH - Extn B | CENPRI
1819 | Local |  |  | ENG-SUL_1279 | Lube Oil Pump | 0 | 1 | 0 | unit/s | WH - Extn B | CENPRI
1820 | Local |  |  | ENG-SUL_1280 | Jacket Water Body | 0 | 3 | 0 | unit/s | WH - Extn B | CENPRI
1821 | Local |  |  | ENG-SUL_1281 | Timing Gear | 0 | 1 | 0 | pc/s | WH - Extn B | CENPRI
1822 | Local |  |  | ENG-SUL_1282 | Starting Valve Body - Upper | 0 | 2 | 0 | pc/s | WH - Extn B | CENPRI
1823 | Local |  |  | ENG-SUL_1283 | Starting Valve Body - Lower | 0 | 1 | 0 | pc/s | WH - Extn B | CENPRI
1824 | Local |  |  | ENG-SUL_1284 | Starting Valve Flange, K 27035 | 0 | 1 | 0 | pc/s | WH - Extn B | CENPRI
1825 | Local |  |  | ENG-SUL_1285 | Piston, K 34000 | 0 | 3 | 0 | pc/s | WH - Bldg. | CENPRI
1826 | Local |  |  | ENG-SUL_1286 | Connecting Rod Bearing Housing | 0 | 2 | 0 | pc/s | CV 16 | CV Access Area Bay 1
1827 | Local |  |  | ENG-SUL_1287 | Connecting Rod w/ Upper Ball Socket | 0 | 1 | 0 | pc/s | CV 10 | CV Access Area Bay 1
1828 | Local |  |  | ENG-SUL_1288 | Valve Cover w/ Rocker Arm | 0 | 1 | 0 | pc/s | CV 16 | CV Access Area Bay 2
1829 | Local |  |  | ENG-SUL_1289 | Cooler Plate (Jacket Water Cooler) | 0 | 45 | 0 | pc/s | WH - Rm3 | CENPRI
1830 | Local |  |  | ENG-SUL_1290 | Diffuser, 25-2P | 0 | 6 | 0 | pc/s | WH - Rm3 | CENPRI
1831 | Local |  |  | ENG-SUL_1291 | Inducer, 26-2N | 0 | 4 | 0 | pc/s | WH - Rm3 | CENPRI
1832 | Local |  |  | ENG-SUL_1292 | Inducer Wheel, 26-2P | 0 | 3 | 0 | pc/s | WH - Rm3 | CENPRI
1833 | Local |  |  | ENG-SUL_1293 | Sleeve for Gas Inlet Casing | 0 | 0 | 0 | set/s | WH - Rm3 | CENPRI
1834 | Local |  |  | ENG-SUL_1294 | Shaft Protecting Sleeve | 0 | 2 | 0 | pc/s | WH - Rm3 | CENPRI
1835 | Local |  |  | ENG-SUL_1295 | Wall Insert / Blower Casing Insert, VTR - 401 PN 77 | 0 | 2 | 0 | pc/s | WH - Rm3 | CENPRI
1836 | Local |  |  | ENG-SUL_1296 | Cover Ring (Shroud Ring) w/ Noozle, VTR 30425-2P | 0 | 2 | 0 | set/s | WH - Rm3 | CENPRI
1837 | Local |  |  | ENG-SUL_1297 | Cover Plate, VTR 401 / 23001 | 0 | 20 | 0 | pc/s | WH - Rm3 | CENPRI
1838 | Local |  |  | ENG-SUL_1298 | Shroud Ring | 0 | 2 | 0 | pc/s | WH - Rm3 | CENPRI
1839 | Local |  |  | ENG-SUL_1299 | Ring Nut, VTR-220813 | 0 | 24 | 0 | pc/s | WH - Rm3 | CENPRI | Rack - L2
1840 | Local |  |  | ENG-SUL_1300 | Turbine Blade | 0 | 53 | 0 | pc/s | WH - Rm3 | CENPRI | Rack - L1
1841 | Local |  |  | ENG-SUL_1301 | Flange Cover | 0 | 2 | 0 | pc/s | WH - Rm3 | CENPRI | Rack - L1
1842 | Local |  |  | ENG-SUL_1302 | Bearing Assembly (PN-32 321100), VTR 400 / 401 | 0 | 1 | 0 | set/s | WH - Rm3 | CENPRI | Rack - L1
1843 | Local |  |  | ENG-SUL_1303 | Wire Strip / spring for Rotor | 0 | 12 | 0 | pc/s | WH - Rm3 | CENPRI | Rack - L1
1844 | Local |  |  | ENG-SUL_1304 | Bush. VTR 705 | 0 | 16 | 0 | pc/s | WH - Rm3 | CENPRI | Rack - L1
1845 | Local |  |  | ENG-SUL_1305 | Centrifugal Dirt Oil Separator | 0 | 2 | 0 | pc/s | WH - Rm3 | CENPRI | Rack - L1
1846 | Local |  |  | ENG-SUL_1306 | Bearing PN 38 Turbine Side | 0 | 1 | 0 | set/s | WH - Rm3 | CENPRI | Rack - L1
1847 | Local |  |  | ENG-SUL_1307 | Spare Oil Pump WZ Turbine End, VTR 401 | 0 | 3 | 0 | pc/s | WH - Rm3 | CENPRI | Rack - L1
1848 | Local |  |  | ENG-SUL_1308 | Centrifugal Dirt Oil Separator Sleeve Housing | 0 | 3 | 0 | pc/s | WH - Rm3 | CENPRI | Rack - L2
1849 | Local |  |  | ENG-SUL_1309 | Gasket, VTR 5878 | 0 | 22 | 0 | pc/s | WH - Rm3 | CENPRI | Rack - L2
1850 | Local |  |  | ENG-SUL_1310 | Locking Plate, VTR 51020 | 0 | 70 | 0 | pc/s | WH - Rm3 | CENPRI | Rack - L2
1851 | Local |  |  | ENG-SUL_1311 | Holding Spring, VTR 34162 | 0 | 15 | 0 | pc/s | WH - Rm3 | CENPRI | Rack - L2
1852 | Local |  |  | ENG-SUL_1312 | Lock for Blade of Rotor (Wire) | 0 | 6 | 0 | pc/s | WH - Rm3 | CENPRI | Rack - L2
1853 | Local |  |  | ENG-SUL_1313 | Hex Headed Screw M3 x 8mm, VTR 48031 | 0 | 38 | 0 | pc/s | WH - Rm3 | CENPRI | Rack - L2
1854 | Local |  |  | ENG-SUL_1314 | Hex Headed Screw PN 76032, VTR 76032 | 0 | 2 | 0 | pc/s | WH - Rm3 | CENPRI | Rack - L2
1855 | Local |  |  | ENG-SUL_1315 | Screw M6 x1 0mm, VTR 34163 | 0 | 3 | 0 | pc/s | WH - Rm3 | CENPRI | Rack - L2
1856 | Local |  |  | ENG-SUL_1316 | Hex Headed Screw PN 81105, VTR 81105 | 0 | 5 | 0 | pc/s | WH - Rm3 | CENPRI | Rack - L2
1857 | Local |  |  | ENG-SUL_1317 | Screw, Hex Headed, M5 x 35mm, VTR 51008 | 0 | 5 | 0 | pc/s | WH - Rm3 | CENPRI | Rack - L2
1858 | Local |  |  | ENG-SUL_1318 | Caulking Wire for Turbo | 0 | 1 | 0 | roll/s | WH - Rm3 | CENPRI | Rack - L2
1859 | Local |  |  | ENG-SUL_1319 | Oil Collector | 0 | 2 | 0 | pc/s | WH - Rm3 | CENPRI | Rack - L2
1860 | Local |  |  | ENG-SUL_1320 | Gasket for Jacket Water Thermostatic Valve | 0 | 36 | 0 | pc/s | WH - Rm3 | CENPRI | Rack - L3
1861 | Local |  |  | ENG-SUL_1321 | Pump Holder, VTR 32160 | 0 | 4 | 0 | pc/s | WH - Rm3 | CENPRI | Rack - L3
1862 | Local |  |  | ENG-SUL_1322 | Cap Nut, VTR 39001 | 0 | 8 | 0 | pc/s | WH - Rm3 |  | Rack - L3
1863 | Local |  |  | ENG-SUL_1323 | Socket Screw | 0 | 10 | 0 | pc/s | WH - Rm3 | CENPRI | Rack - L3
1864 | Local |  |  | ENG-SUL_1324 | Locking Plate, VTR 7023 | 0 | 230 | 0 | pc/s | WH - Rm3 | CENPRI | Rack - L3
1865 | Local |  |  | ENG-SUL_1325 | Screw Plug, VTR 5891 A | 0 | 6 | 0 | pc/s | WH - Rm3 | CENPRI | Rack - L3
1866 | Local |  |  | ENG-SUL_1326 | Screw Plug, VTR 5891 B | 0 | 6 | 0 | pc/s | WH - Rm3 | CENPRI | Rack - L3
1867 | Local |  |  | ENG-SUL_1327 | Locking Plate, VTR 7026 | 0 | 118 | 0 | pc/s | WH - Rm3 | CENPRI | Rack - L3
1868 | Local |  |  | ENG-SUL_1328 | Locking Plate, VTR 2838 | 0 | 165 | 0 | pc/s | WH - Rm3 | CENPRI | Rack - L3
1869 | Local |  |  | ENG-SUL_1329 | Cover of Oil Pan Studbolt | 0 | 57 | 0 | pc/s | WH - Rm3 | CENPRI |  | Beside Rack 2-Sulzer
1870 | Manila |  |  | ENG-SUL_1330 | Oil Ring Stopper, Pedestal Bearing | 7500 | 4 | 7500 | pc/s | WH - Rm3 | CENPRI | Rack - B3
1871 | Local |  |  | ENG-SUL_1333 | Spring Element, Complete For Operating Piston, K 34150 | 0 | 17 | 0 | pc/s | WH - Rm3 | CENPRI | Rack-6B(Sulzer)
1872 | Local |  |  | FFE-APP_1009 | Stove, Gas, Double Burner | 349.5 | 0 | 699 | unit/s
1873 |  |  |  | FFE-APP_1014 | Vacuum Cleaner, Wet and Dry, Rated Power Input 1,100w, 6 kgs, 10L Container Volume, 360mm Length, 440mm Height, 33L/sec Max Flow | 8500 | 0 | 8500 | unit/s | WH - Rm3 | CENPRI
1874 |  |  |  | FFE-APP_1016 | Lamp, Electric, for Mosquito, 4W, UV-A Lamp Power | 595 | 0 | 595 | pc/s | WH - Rm3 | CENPRI | Rack - A3
1875 |  |  |  | FFE-APP_1017 | Stand Fan, Industrial, 16" | 1495 | 0 | 1495 | unit/s | WH - Rm1 | CENPRI
1876 | Manila |  |  | FFE-APP_1018 | Microwave Oven | 0 | 0 | 0 | unit/s | WH - Rm1 | CENPRI
1877 | Local |  |  | FFE-APP_1020 | Fan, Exhaust, Ceiling Mounted, 8" x 8" | 800 | 0 | 800 | unit/s | WH - Rm3 | CENPRI | Rack - D3
1878 | Local |  |  | FFE-APP_1021 | Fan, Rotational, Ceiling Mounted, 16" | 1748.45 | 0 | 1748.45 | pc/s | WH - Rm3 | CENPRI
1879 | Local |  |  | FFE-COM_1003 | Phone, Mobile/ Cell | 330 | 0 | 0 | unit/s
1880 |  |  |  | FFE-COM_1008 | Connector, Internet, RJ45 | 5.3333 | 0 | 10 | pc/s
1881 | Local |  |  | FFE-COM_1010 | Basic Cellular Phone | 990 | 0 | 990 | unit/s | WH - Rm1 | CENPRI
1882 | Manila |  |  | FFE-COM_1011 | Portable Radio, CHF/FM, Frequency Range: 136-174 Mhz, 99 Groups Memory Channels, 2.5 Watts, Tone Coded Privacy Sub Channels, Aplha-Numeric & Iconic Display, Compact & Light weight, Clean & Clear Audio, Battery Indicator | 4758 | 0 | 5766 | unit/s | WH - Rm1 | CENPRI
1883 | Local |  |  | FFE-COM_1012 | Splitter, Amplifier Repeater, HDMI, 1 in 4 out box hub full, 1080p HD | 895 | 0 | 895 | pc/s
1884 | Local |  |  | FFE-COM_1013 | HDMI, Cable, Male to Male, Hig Resolution, 20mtrs | 1395 | 0 | 1395 | pc/s
1885 | Local |  |  | FFE-COM_1014 | HDMI, Cable, Male to Male, Hig Resolution, 30mtrs | 2200 | 0 | 2200 | pc/s
1886 | Local |  |  | FFE-COM_1015 | HDMI, Cable, Male to Male, 5mtrs | 110 | 0 | 110 | mtr/s | WH - Rm3 | CENPRI
1887 | Manila |  |  | FFE-COM_1016 | Ear Set With Mic & PTT for SMP468, Motorola Mag-One PMLN 4442 | 0 | 0 | 0 | set/s | WH - Rm3 | CENPRI
1888 | Local |  |  | FFE-COM_1017 | USB Data Cable, White | 0 | 0 | 0 | pc/s | WH - Rm1 | CENPRI
1889 | Local |  |  | FFE-COM_1018 | Charger Adapter, White | 0 | 0 | 0 | pc/s | WH - Rm1 | CENPRI
1890 | Local |  |  | FFE-COM_1019 | Sim Card, Globe | 0 | 0 | 0 | pc/s | WH - Rm1 | CENPRI
1891 | Local |  |  | FFE-COM_1020 | Sim Card Tray Ejector | 0 | 0 | 0 | pc/s | WH - Rm1 | CENPRI
1892 | Local |  |  | FFE-COM_1021 | Headset, White | 0 | 0 | 0 | set/s | WH - Rm1 | CENPRI
1893 | Manila |  |  | FFE-COM_1022 | Acoustic Tube for Motorola Earset | 1500 | 0 | 1500 | pc/s | WH - Rm3 | CENPRI | Rack - D2
1894 | Local |  |  | FFE-FUR_1001 | Chair, Swivel | 1900 | 0 | 1900 | unit/s | WH - Rm1 | CENPRI
1895 | Local |  |  | FFE-FUR_1002 | Chair, Monoblock, Plastic, Black | 435 | 0 | 435 | pc/s | WH - Rm3 | CENPRI
1896 | Local |  |  | FFE-HOU_1002 | Basin, Hand, w/ Complete Fittings (P-Trap, & Faucets), Porcelain, White | 980 | 0 | 980 | set/s | WH - Rm3 | CENPRI
1897 |  |  |  | FFE-MED_1004 | Puncher, Heavy Duty, Two Hole, W/ Double Guide | 165 | 0 | 165 | set/s | WH - Rm1 | CENPRI
1898 |  |  |  | FFE-MED_1005 | Forcep, Kelly, Straight, 14 cm | 0 | 0 | 0 | pc/s | WH - Rm3 | CENPRI | Rack - C3
1899 | Local |  |  | FFE-MED_1006 | Thermometer, Digital, Medical | 90 | 0 | 90 | pc/s
1900 | Local |  |  | FFE-MED_1007 | Infrared Forehead Thermometer | 3900 | 0 | 3900 | pc/s | WH - Rm3 | CENPRI
1901 |  |  |  | FFE-OFF_1003 | Computer, Laptop | 0 | 0 | 0 | unit/s
1902 | Local |  |  | FFE-OFF_1006 | Starter, Recoil, Grass Cutter | 400 | 0 | 800 | pc/s
1903 |  |  |  | FFE-OFF_1008 | Scissor, Stainless Steel, Green | 42.5 | 0 | 40 | pc/s | WH - Rm1 | CENPRI
1904 |  |  |  | FFE-OFF_1009 | Magfile, Closed, Horizontal, Long, Blue | 80 | 0 | 80 | pc/s | WH - Rm1 | CENPRI
1905 |  |  |  | FFE-OFF_1011 | Magfile, Long, Single, Green | 85 | 0 | 90 | pc/s | WH - Rm1 | CENPRI
1906 |  |  |  | FFE-OFF_1012 | Magfile, Long, Single, Blue | 80 | 0 | 80 | pc/s | WH - Rm1 | CENPRI
1907 |  |  |  | FFE-OFF_1013 | Tray, Filling, 3 Layers, Black | 380 | 0 | 380 | pc/s
1908 |  |  |  | FFE-OFF_1014 | Eraser, Whiteboard | 15 | 0 | 15 | pc/s | WH - Rm1 | CENPRI
1909 |  |  |  | FFE-OFF_1016 | Sharpener, Pencil, Heavy Duty | 240 | 0 | 240 | pc/s | WH - Rm1 | CENPRI
1910 | Local |  |  | FFE-OFF_1017 | File Rack, Table, 3 Layers, Stainless | 640 | 0 | 640 | unit/s | WH - Rm1 | CENPRI
1911 | Local |  |  | FFE-OFF_1018 | Charger, Laptop, 90W | 1590 | 0 | 1590 | pc/s | WH - Rm1 | CENPRI
1912 | Local |  |  | FFE-OFF_1019 | UPS, Input:220Vac, 50/60Hz, 4.5A Max, Output:220Vac,50/60Hz, 2.6A | 1750 | 0 | 1750 | unit/s | WH - Rm1 | CENPRI
1913 | Local |  |  | FFE-OFF_1020 | Laptop, Acer Travelmate P249-G2-MG Black, Intel Core i5, 7200U Processor, 2gb nvidia, 4GB DDR4 Memory, 1TB SATA HDD, 16.6 inches HD LED, DVD Writer, Windows 10, Free Acer Bag | 32950 | 0 | 32950 | unit/s | WH - Rm1 | CENPRI
1914 | Local |  |  | FFE-OFF_1021 | Battery, Laptop for ASUS K450C | 2250 | 0 | 4500 | pc/s | WH - Rm1 | CENPRI
1915 | Local |  |  | FFE-OFF_1022 | Flash Drive, USB 2.0, 16GB | 400 | 0 | 400 | pc/s | WH - Rm1 | CENPRI
1916 | Local |  |  | FFE-OFF_1023 | Magfile, Double, Blue | 165 | 0 | 165 | pc/s | WH - Rm1 | CENPRI
1917 | Local |  |  | FFE-OFF_1024 | Dispenser, Tape | 100 | 0 | 100 | pc/s | WH - Rm1 | CENPRI
1918 | Local |  |  | FFE-OFF_1025 | Cutting Mat, PVC, A4 | 125 | 0 | 125 | pc/s | WH - Rm1 | CENPRI
1919 | Local |  |  | FFE-OFF_1026 | Desktop Computer, Specs: Casing With PSU, i3-7100, H110 Motherboard, 4GB Ram DDR4, 500GB HDD, a4tech Mouse With SN:PH1810035182 Model:OP-720, a4tech KeyBoard with SN:PH1810034745 Model:KRS-83 | 14780 | 0 | 14780 | set/s | WH - Rm1 | CENPRI
1920 | Local |  |  | FFE-OFF_1027 | Monitor, 18" / 19" | 3399 | 0 | 3399 | pc/s | WH - Rm1 | CENPRI
1921 | Local |  |  | FFE-OFF_1028 | UPS, iLogic , Secure, IPC | 1617.5 | 0 | 1650 | pc/s | WH - Rm1 | CENPRI
1922 | Local |  |  | FFE-OFF_1029 | Dispenser, Tape, Packaging | 90 | 0 | 90 | pc/s |  | CENPRI
1923 | Local |  |  | FFE-OFF_1030 | Wireless Microphone | 350 | 0 | 350 | pc/s | WH - Rm1 | CENPRI
1924 | Local |  |  | FFE-OFF_1031 | Pulley, Flag Pole, 1-1/2"Dia | 40 | 0 | 40 | pc/s
1925 | Local |  |  | FFE-OFF_1032 | External HDD, 1TB, Seagate, SN#:0000026770/36564 | 2950 | 0 | 2950 | pc/s
1926 | Local |  |  | FFE-OFF_1033 | Printer, Epson L120 | 4950 | 0 | 4950 | unit/s
1927 | Local |  |  | FFE-OFF_1034 | Keyboard, Desktop | 335 | 0 | 335 | pc/s
1928 | Local |  |  | FFE-OFF_1035 | Clock, Wall, LED, 455 x 30 x 220mm, 220VAC, 12/24hour | 1800 | 0 | 1800 | unit/s
1929 | Manila |  |  | FFE-OFF_1036 | UPS, BX1400U-MS APC Back, 1400VA, 230V, AVR, Universal & IEC Sockets | 11000 | 0 | 11000 | unit/s | WH - Rm3 | CENPRI
1930 | Local |  |  | FFE-OFF_1037 | Camera, Digital | 5998 | 0 | 5998 | pc/s | WH - Rm3 | CENPRI | Rack - D1
1931 | Local |  |  | FFE-PPE_1003 | Ear Plugs | 47.5 | 0 | 95 | pc/s
1932 |  |  |  | FFE-PPE_1004 | Gloves, Chemical/ Rubber, Long | 39.25 | 0 | 120 | pair/s
1933 |  |  |  | FFE-PPE_1006 | Gloves, Welding, Long | 191.375 | 0 | 222 | pair/s | WH - Rm3 | CENPRI | Rack - D3
1934 | Local |  |  | FFE-PPE_1007 | Gloves, Working, Ma-ong | 6.5 | 7 | 13 | pair/s | WH - Rm3 | CENPRI | Rack - D3
1935 | Local |  |  | FFE-PPE_1008 | Googles, Safety, Transparent, Ordinary | 56.25 | 3 | 25 | pc/s | WH - Rm3 | CENPRI | Rack - C4
1936 | Local |  |  | FFE-PPE_1015 | Mask, Gas | 142.5 | 0 | 285 | pc/s
1937 |  |  |  | FFE-PPE_1016 | Mask, Welding | 85 | 0 | 135 | pc/s
1938 |  |  |  | FFE-PPE_1017 | Mask, Full Face Shield | 260 | 0 | 260 | pc/s | WH - Rm3 | CENPRI | Rack - D1
1939 | Local |  |  | FFE-PPE_1020 | Gloves, Rubber, Laundry/Chemical, Long | 142.25 | -3 | 124.75 | pair/s
1940 | Manila |  |  | FFE-PPE_1021 | Gloves, Rubber, Nitrile, (1-Pair/Pack) | 150 | 0 | 150 | pair/s
1941 | Manila |  |  | FFE-PPE_1022 | Faceshield, Polycarbonate Plastic (to be attach to Blue Eagle Helmet) | 210 | 0 | 210 | pc/s
1942 | Manila |  |  | FFE-PPE_1024 | Safety Shoe, size-39 | 1765 | 0 | 1765 | pair/s
1943 | Manila |  |  | FFE-PPE_1025 | Safety Shoe, size-40 | 1765 | 0 | 1765 | pair/s
1944 | Manila |  |  | FFE-PPE_1026 | Safety Shoe, size-41 | 1765 | 0 | 1765 | pair/s
1945 | Manila |  |  | FFE-PPE_1027 | Safety Shoe, size-42 | 1765 | 0 | 1765 | pair/s
1946 | Manila |  |  | FFE-PPE_1028 | Safety Shoe, size-43 | 588.3333 | 0 | 0 | pair/s
1947 | Manila |  |  | FFE-PPE_1029 | Safety Shoe, size-12" | 1890 | 0 | 1890 | pair/s
1948 | Manila |  |  | FFE-PPE_1030 | Coverall, Ultitec 4000, 5 CE, Yellow, Large | 675 | 0 | 675 | pc/s | WH - Rm3 | CENPRI
1949 | Local |  |  | FFE-PPE_1031 | Mask, Single Respirator, W/ Free Cartridge | 260 | 0 | 260 | set/s | WH - Rm3 | CENPRI | Rack - D2
1950 | Local |  |  | FFE-PPE_1032 | Gloves, Industrial, Chemical Resistant | 124 | 0 | 124 | pair/s | WH - Rm3 | CENPRI | Rack - D2
1951 | Local |  |  | FFE-PPE_1033 | Gloves, TIG | 222 | 0 | 222 | pair/s
1952 | Local |  |  | FFE-SSE_1007 | Fire Extinguisher 10lbs, ABC | 850 | 2 | 1700 | unit/s | WH - Rm3 | CENPRI
1953 |  |  |  | FFE-SSE_1011 | Horn, Twin | 275 | 0 | 550 | set/s | WH - Rm3 | CENPRI | Rack - B3
1954 | Local |  |  | FFE-SSE_1017 | Switch, Manual Call Point | 750 | 0 | 1500 | pc/s | WH - Rm1 | CENPRI
1955 | Local |  |  | FFE-SSE_1018 | Emergency Light, Automatic, Rechargeable, LED, Swivel Bead, 220 VAC | 1477.5 | 0 | 1615 | unit/s | WH - Rm1 | CENPRI
1956 |  |  |  | FFE-SSE_1021 | Camera, Bullet IP POE, 2mp, DS2CD1021-1 | 3030 | 0 | 3150 | pc/s | WH - Rm3 | CENPRI | Rack - A1
1957 |  |  |  | FFE-SSE_1022 | Cable, LAN, Cat 5E, 305 mtrs/Box | 3383.3333 | 0 | 3250 | box/s | WH - Rm3 | CENPRI | Rack - A4
1958 |  |  |  | FFE-SSE_1023 | Hard Drive Disk, 6TB, Model : WD60PURZ-85ZUFY1 | 12450 | -1 | 12450 | pc/s | WH - Rm3 | CENPRI | Rack - A1
1959 |  |  |  | FFE-SSE_1024 | Hard Drive Disk, WD 4TB, Purple, Model : WD4UPURZ | 1687.5 | 0 | 6750 | pc/s | WH - Rm3 | CENPRI | Rack - A1
1960 |  |  |  | FFE-SSE_1025 | Padlock, Chrome Plated, 50mm | 285 | 0 | 285 | set/s | WH - Rm3 | CENPRI | Rack - A3
1961 | Local |  |  | FFE-SSE_1026 | Switch, 8 Port Unmanaged POE | 4850 | 0 | 4850 | unit/s | WH - Rm3 | CENPRI | Rack - A3
1962 | Local |  |  | FFE-SSE_1027 | Padlock, Ordinary | 130 | 0 | 130 | set/s | WH - Rm1 | CENPRI
1963 | Local |  |  | FFE-SSE_1028 | Fire Extinguisher, Dry Chemical, 10lbs, ABC | 1000 | 0 | 0 | cyl/s | WH - Rm1 | CENPRI
1964 | Local |  |  | FFE-SSE_1029 | Fire Extinguisher, CO2 (Carbon Dioxide), 10lbs | 7000 | 0 | 7000 | cyl/s | WH - Rm3 | CENPRI
1965 | Local |  |  | FFE-SSE_1030 | Photoelectric Smoke Detector, 24V, Conventional | 1700 | 0 | 1700 | pc/s | WH - Rm1 | CENPRI
1966 | Local |  |  | FFE-SSE_1032 | Fire Extinguisher, Dry Chemical, ABC, 3lbs / 1.3kg, | 240 | 1 | 0 | cyl/s | WH - Rm1 | CENPRI
1967 | Local |  |  | FFE-SSE_1033 | Fire Alarm Bell, 24V, Conventional | 1750 | 0 | 1750 | pc/s | WH - Rm1 | CENPRI
1968 | Manila |  |  | FFE-SSE_1034 | Solar Aviation Obstruction Light, ICAO (Annex 14) Low Intensity Light Type A, LED, Red, Battery Capacity:3.6V/8AH NiHM, Vertical degree:>_ 10 Deg., Horizontal degree: 360 Deg., Flash Setting: 60 times/minute | 11500 | 0 | 11500 | unit/s | WH - Rm1 | CENPRI
1969 | Manila |  |  | FFE-SSE_1035 | Gauge, Pressure, 0-160 PSI/Bar, Made In USA, Dial Face: 4", Case SS304, Bottom Connection, 1/4 NPT With Fittings, (1/4F x 1/2M) | 1600 | 0 | 1600 | pc/s | WH - Rm3 | CENPRI
1970 | Manila |  |  | FFE-SSE_1036 | Gauge, Pressure, 0-160 PSI/Bar, Made In USA, Dial Face: 4", ALL SS304, Bottom Connection, 1/4 NPT With Fittings, (1/4F x 1/2M) | 2600 | 0 | 2600 | pc/s | WH - Rm3 | CENPRI
1971 | Local |  |  | FFE-SSE_1037 | Camera, Bullet Type, IP , 4mp, DS-2CD2043G0-1 | 4450 | 0 | 4450 | pc/s | WH - Rm3 | CENPRI
1972 | Local |  |  | FFE-SSE_1038 | Router, Wireless, TP-Link, 300MBPS | 1250 | 0 | 1250 | pc/s | WH - Rm3 | CENPRI
1973 | Local |  |  | FFE-SSE_1039 | Camera, Dome Type, IP , 2mp, 2.8mm, DS-2CD1123G0-1 | 3150 | 0 | 3150 | pc/s | WH - Rm3 | CENPRI
1974 | Local |  |  | FFE-SSE_1040 | Switch, 16 100M POE Port, 2 1000M Combo Port, 802.3af/at, POE Power Budget 230W, Extend Mode Port 1-8 / 9-16 Up to 300M Long Distance Transmission | 7475 | 0 | 0 | pc/s | WH - Rm3 | CENPRI
1975 | Local |  |  | FFE-SSE_1041 | 16 Port Switch Hub, Rack Mounted, TP-Link, Model: TL-SG016D, Gigabit Switch | 3350 | 0 | 3350 | pc/s | WH - Rm3 | CENPRI
1976 | Manila |  |  | FFE-SSE_1042 | 4 MP IR Fixed Dome Network Camera, 1/3" Progressive Scan CMOS, 2560 x 1440 @30 FPS, 2.8mm Fixed Lens, Color: 0.01 Lux @ (F1.2, AGC ON), Lux with IR. H.265+, H.264+, H.264, Three Streams, 120DB WDR, 2 Behavioral Analyses and Face Detection, BLC/3D DNR/ROI. | 6240 | 0 | 6240 | pc/s | WH - Rm3 | CENPRI
1977 | Manila |  |  | FFE-SSE_1043 | 32CH Embedded 4K NVR, Third Party Network Cameras Supported, Up to 12 Megapixels Resolution Recording, Suport 1-ch HDMI, 1-ch VGA, HDMI at Up to 3840 x 2160 Resolution | 58640 | 0 | 58640 | pc/s | WH - Rm3 | CENPRI
1978 | Local |  |  | FFE-SSE_1044 | Padlock, Laminated Steel, Hardened Steel Shackle, With 2 Keys 40mm | 133.2 | 0 | 156 | set/s | WH - Rm1 | CENPRI
1979 | Local |  |  | FFE-SSE_1045 | Hinge Lock, Heavy Duty | 309.75 | 0 | 309.75 | set/s | WH - Rm1 | CENPRI
1980 | Local |  |  | FFE-SSE_1046 | Padlock, Brass, 50mm | 300 | 0 | 300 | set/s | WH - Rm1 | CENPRI
1981 | Local |  |  | FFE-SSE_1047 | Fire Extinguisher Cylinder, 100lbs | 0 | 0 | 0 | pc/s
1982 | Local |  |  | FFE-SSE_1048 | LED Searchlight With Table Lamp, Wattage: 10W (Search light) = 24 LED(Table Lamp), Input Voltage: 220 - 240 AC, Frequency: 50/60Hz | 895 | 0 | 895 | unit/s | WH - Rm3 | CENPRI
1983 | Local |  |  | FFE-SSE_1049 | Padlock, Zinc Warded Lock Hinge Hasp, #450D | 520 | 0 | 520 | pc/s
1984 | Local |  |  | FFE-SSE_1050 | Hydro-chlorofluorocarbon-HCFC, 195-psi, 100lbs Cylinder Capacity | 0 | 0 | 0 | cyl/s
1985 | Local |  |  | FFE-SSE_1051 | Head Lamp, Rechargeable, LED, Waterproof | 150 | 0 | 150 | pc/s
1986 | Local |  |  | FFE-SSE_1052 | Whistle, Metal | 20 | 0 | 20 | pc/s
1987 | Local |  |  | FFE-SSE_1053 | Chain, Steel, 3/16-Dia | 64 | 0 | 64 | mtr/s
1988 | Local |  |  | FFE-SSE_1054 | Ultra HD Smart TV, 65", With Free Wall Mount Bracket & Atenna | 47885 | 0 | 47885 | unit/s | WH - Rm3 | CENPRI
1989 | Local |  |  | FFE-SSE_1055 | Flood Lights, LED, AC Single Phase, 17000 Lumens, 6500K x 367 x 86 x 337m, 30000hrs, IP65, 200W, 220V, Model: ANXFL-D200DL | 6999.75 | 0 | 6999.75 | set/s | WH - Rm3 | CENPRI | Rack - H1
1990 | Local |  |  | FFE-SSE_1056 | Fire Extinguisher, HCFC 123, 10 Lbs | 9500 | 1 | 9500 | cyl/s | WH - Rm3 | CENPRI
1991 | Local |  |  | FFE-STA_1005 | Vacuum Cleaner, Wet and Dry, Frequency: 60Hz, Power: 1200W, | 7000 | 0 | 7000 | unit/s
1992 | Local |  |  | FFE-STA_1006 | Tank, Portable, Water Storage, PVC, Color Blue, 1000 Liters, Bestank | 12999.75 | 0 | 12999.75 | pc/s | Oxy-Ace Stg | CENPRI
1993 | Manila |  |  | FFE-TES_1005 | Fluke 712 RTD Process Calibrator | 0 | 0 | 0 | unit/s | WH - Rm1 | CENPRI
1994 | Manila |  |  | FFE-TES_1006 | OFIL Systems DayCor scalar UV Visible Bi-Spectral Compact Handheld Corona Detection Camera, With LCD Hood Cover, Battery Charger, Rechargeable Extended Batteries | 0 | 0 | 0 | unit/s | WH - Rm1 | CENPRI
1995 | Manila |  |  | FFE-TES_1007 | DIGI-Combined Kit: Water, TBN, Salt Viscosity, Includes: Reagent A 2 Bottles, Reagent H 1 Bottle, Reagent C 1 Bottle, Injekt-F(0.1 to 1 ml)10 pcs, Injekt(1 to 6 ml) 3 pcs, Injekt(2 to 12 ml) 3 pcs, Stirrer 1 pc, Paste-Easyship Water In Oil Test Reagent 50 | 165000 | 0 | 165000 | unit/s |  | CENPRI
1996 | Manila |  |  | FFE-TES_1008 | Fluke 376 True RMS, AC/DC Clamp Meter | 26948 | 0 | 26948 | unit/s | WH - Rm3 | CENPRI
1997 | Local |  |  | FFE-TES_1009 | Equipment Case, Plastic With Infused Fiberglass, TSU-1 Resin IP67: Waterproof, Dustproof & Schockproof With pick & Pluck Foam, Weight: 2.3 kg, Interior Length 421 mm, Interior Width 292 mm, Interior Depth 139 mm, Exterior Length 450 mm, Exterior Width 350 | 4043 | 0 | 4043 | unit/s | WH - Rm1 | CENPRI
1998 | Manila |  |  | FFE-TES_1010 | Tester, Injector Pop, Model: S-60H | 35650 | 2 | 35650 | unit/s | WH - Rm3 | CENPRI | Rack - A4
1999 | Manila |  |  | FFE-TES_1011 | Fluke 62Max+, Digital Infrared, Thermometer, Dual Laser, Temperature Range: -30 to +650 Deg. C. Dust, water Proof, IP54 Resistance, Rugged 2 meter drop tester | 11984 | 0 | 11984 | unit/s | WH - Rm3 | CENPRI | Rack - A4
2000 | Local |  |  | FFE-TES_1012 | Test Probe | 90 | 0 | 90 | pair/s | WH - Rm3 | CENPRI | Rack - D1
2001 |  |  |  | FFE-UNI_1001 | Shirt, Reflectorized, Small, Cotton, Green | 0 | 0 | 0 | pc/s | WH - Rm3 | CENPRI | Rack - A4
2002 |  |  |  | FFE-UNI_1002 | Shirt, Reflectorized, Medium, Cotton, Green | 0 | 0 | 0 | pc/s | WH - Rm1 | CENPRI
2003 |  |  |  | FFE-UNI_1003 | Shirt, Reflectorized, Large, Cotton, Green | 137.5 | 0 | 275 | pc/s | WH - Rm1 | CENPRI
2004 |  |  |  | FFE-UNI_1004 | Shirt, Reflectorized, XXLarge, Cotton, Green | 137.5 | 0 | 275 | pc/s | WH - Rm1 | CENPRI
2005 |  |  |  | FFE-UNI_1005 | Shirt, Polo, "Our Strength", XSmall | 0 | 0 | 0 | pc/s | WH - Rm1 | CENPRI
2006 |  |  |  | FFE-UNI_1006 | Shirt, Polo, "Our Strength", Medium | 0 | 0 | 0 | pc/s | WH - Rm1 | CENPRI
2007 |  |  |  | FFE-UNI_1007 | Shirt, Polo, "Our Strength", Large | 0 | 0 | 0 | pc/s | WH - Rm1 | CENPRI
2008 |  |  |  | FFE-UNI_1008 | Shirt, Polo, "TaskForce25", Medium | 0 | 0 | 0 | pc/s | WH - Rm1 | CENPRI
2009 | Manila |  |  | FFE-UNI_1009 | Shirt, Reflectorized, Long Sleeved, Small, Cotton, Apple Green | 0 | 0 | 0 | pc/s | WH - Rm1 | CENPRI
2010 | Manila |  |  | FFE-UNI_1010 | Shirt, Reflectorized, Long Sleeved, Medium, Cotton, Apple Green | 145 | 0 | 290 | pc/s | WH - Rm1 | CENPRI
2011 | Manila |  |  | FFE-UNI_1011 | Shirt, Reflectorized, Long Sleeved, Large, Cotton, Apple Green | 0 | 0 | 0 | pc/s | WH - Rm1 | CENPRI
2012 | Manila |  |  | FFE-UNI_1012 | Shirt, Reflectorized, Long Sleeved, XLarge, Cotton, Apple Green | 0 | 0 | 0 | pc/s | WH - Rm1 | CENPRI
2013 | Manila |  |  | FFE-UNI_1013 | Shirt, Reflectorized, Long Sleeved, XSmall, Cotton, Gray | 0 | 0 | 0 | pc/s | WH - Rm1 | CENPRI
2014 | Manila |  |  | FFE-UNI_1014 | Shirt, Reflectorized, Long Sleeved, XLarge, Cotton, Gray | 0 | 0 | 0 | pc/s | WH - Rm1 | CENPRI
2015 | Manila |  |  | FFE-UNI_1015 | Shirt, Reflectorized, Long Sleeved, Large, Cotton, Gray | 0 | 0 | 0 | pc/s | WH - Rm1 | CENPRI
2016 | Manila |  |  | FFE-UNI_1016 | Shirt, Reflectorized, Long Sleeved, Medium, Cotton, Gray | 0 | 0 | 0 | pc/s | WH - Rm1 | CENPRI
2017 | Manila |  |  | FFE-UNI_1017 | Shirt, Reflectorized, Long Sleeved, Small, Cotton, Royal Blue | 0 | 0 | 0 | pc/s | WH - Rm1 | CENPRI
2018 | Manila |  |  | FFE-UNI_1018 | Shirt, Reflectorized, Long Sleeved, Medium, Cotton, Royal Blue | 0 | 0 | 0 | pc/s | WH - Rm1 | CENPRI
2019 | Manila |  |  | FFE-UNI_1019 | Shirt, Reflectorized, Long Sleeved, Small, Cotton, Orange | 0 | 0 | 0 | pc/s | WH - Rm1 | CENPRI
2020 | Manila |  |  | FFE-UNI_1020 | Shirt, Reflectorized, Long Sleeved, Medium, Cotton, Orange | 0 | 0 | 0 | pc/s | WH - Rm1 | CENPRI
2021 | Manila |  |  | FFE-UNI_1021 | Shirt, Reflectorized, Long Sleeved, Large, Cotton, Orange | 0 | 0 | 0 | pc/s | WH - Rm1 | CENPRI
2022 | Manila |  |  | FFE-UNI_1022 | Shirt, Reflectorized, Long Sleeved, XLarge, Cotton, Orange | 0 | 0 | 0 | pc/s | WH - Rm1 | CENPRI
2023 | Manila |  |  | FFE-UNI_1023 | Shirt, Reflectorized, Long Sleeved, Extra Small, Cotton, Gray | 0 | 0 | 0 | pc/s | WH - Rm1 | CENPRI
2024 | Manila |  |  | FFE-UNI_1024 | Shirt, Reflectorized, Long Sleeved, 2XLarge(XXL), Cotton, Gray | 290 | 0 | 290 | pc/s | WH - Rm1 | CENPRI
2025 | Manila |  |  | FFE-UNI_1025 | Shirt, Reflectorized, Extra Large, Cotton, Green | 275 | 0 | 275 | pc/s
2026 | Manila |  |  | FFE-UNI_1026 | Shirt, Reflectorized, Long Sleeved, Large, Cotton, Royal Blue | 290 | 0 | 290 | pc/s
2027 | Manila |  |  | FFE-UNI_1027 | Shirt, Reflectorized, Long Sleeved, Medium, Cotton, Maroon | 290 | 0 | 290 | pc/s
2028 | Manila |  |  | FFE-UNI_1028 | Shirt, Reflectorized, Long Sleeved, Large, Cotton, Maroon | 290 | 0 | 290 | pc/s
2029 | Manila |  |  | FFE-UNI_1029 | Shirt, Reflectorized, Long Sleeved, Double Extra Large, Cotton, Maroon | 290 | 0 | 290 | pc/s
2030 | Manila |  |  | FFE-UNI_1030 | Shirt, Reflectorized, Long Sleeved, Extra Small, Cotton, Maroon | 290 | 0 | 290 | pc/s
2031 | Manila |  |  | FFE-UNI_1031 | Shirt, Reflectorized, Long Sleeved, Small, Cotton, Maroon | 290 | 0 | 290 | pc/s
2032 | Manila |  |  | FFE-UNI_1032 | Shirt, Reflectorized, Small, Cotton, Maroon | 275 | 0 | 275 | pc/s
2033 | Manila |  |  | FFE-UNI_1033 | Shirt, Reflectorized, Extra Small, Cotton, Maroon | 275 | 0 | 275 | pc/s
2034 | Manila |  |  | FFE-UNI_1034 | Shirt, Reflectorized, Medium, Cotton, Maroon | 275 | 0 | 275 | pc/s
2035 | Manila |  |  | FFE-UNI_1035 | Shirt, Reflectorized, Large, Cotton, Maroon | 275 | 0 | 275 | pc/s
2036 | Manila |  |  | FFE-UNI_1036 | Shirt, Reflectorized, Double Extra Large, Cotton, Maroon | 275 | 0 | 275 | pc/s
2037 | Manila |  |  | FFE-UNI_1037 | Shirt, Reflectorized, Extra Large, Cotton, Apple Green | 275 | 0 | 275 | pc/s | WH - Rm3 | CENPRI | Rack - C1
2038 | Manila |  |  | FFE-UNI_1038 | Shirt, Reflectorized, Large, Cotton, Apple Green | 275 | 0 | 275 | pc/s | WH - Rm3 | CENPRI | Rack - C1
2039 | Manila |  |  | FFE-UNI_1039 | Shirt, Reflectorized, Medium, Cotton, Apple Green | 275 | 0 | 275 | pc/s | WH - Rm3 | CENPRI | Rack - C1
2040 | Manila |  |  | FFE-UNI_1040 | Shirt, Reflectorized, Small, Cotton, Apple Green | 275 | 0 | 275 | pc/s
2041 | Manila |  |  | TES-PAR_1001 | Electrode, pH Analysis, Hanna Instruments | 6863.58 | 0 | 6863.58 | pc/s | WH - Rm3 | CENPRI | Rack - C1
2042 | Manila |  |  | TOO-DOC_1001 | Calibration Certificate No.: JMIAI-2K20E-095 A | 737.5 | 0 | 737.5 | pc/s | WH - Rm3 | CENPRI | Rack - D2
2043 | Manila |  |  | TOO-DOC_1002 | Calibration Certificate No.: JMIAI-2K20E-095 B | 737.5 | 0 | 737.5 | pc/s | WH - Rm3 | CENPRI | Rack - D2
2044 | Manila |  |  | TOO-DOC_1003 | Work Accomplishment Report | 0 | 0 | 0 | pc/s | WH - Rm3 | CENPRI | Rack - D2
2045 | Manila |  |  | TOO-DOC_1004 | Calibration Certificate No.: 0220A-2862C-01 for Oval Gear Flowmeter, Manufacturer: Nitto, Model: RS10050AOPE1234, Serial No.: 0060368 | 5040 | 0 | 5040 | pc/s | WH - Rm3 | CENPRI | Rack - D2
2046 | Manila |  |  | TOO-DOC_1005 | Sticker for Oval Gear Flowmeter, Manufacturer: Nitto, Model: RS10050AOPE1234, Serial No.: 0060368 | 0 | 0 | 0 | pc/s | WH - Rm3 | CENPRI | Rack - D2
2047 | Manila |  |  | TOO-DOC_1006 | Calibration Certificate No.: 0220A-2862C-02 for Oval Gear Flowmeter, Manufacturer: No Record, Model: LC-TA100, Serial No.: No Record | 5040 | 0 | 5040 | pc/s | WH - Rm3 | CENPRI | Rack - D2
2048 | Manila |  |  | TOO-DOC_1007 | Sticker for Oval Gear Flowmeter, Manufacturer: No Record, Model: LC-TA100, Serial No.: No Record | 0 | 0 | 0 | pc/s | WH - Rm3 | CENPRI | Rack - D2
2049 | Manila |  |  | TOO-DOC_1008 | Job Order Report | 0 | 0 | 0 | pc/s | WH - Rm3 | CENPRI | Rack - D2
2050 | Manila |  |  | TOO-DOC_1009 | Calibration Certificate No.: 0220A-3441C-01 for Oval Gear Flowmeter, Manufacturer: Yantai, Model: LC-TA25, Serial No.: No Record | 10323.33 | 0 | 10323.33 | pc/s | WH - Rm3 | CENPRI | Rack - D2
2051 | Manila |  |  | TOO-DOC_1010 | Calibration Sticker for Oval Gear Flowmeter, Manufacturer: Yantai, Model: LC-TA25, Serial No.: No Record | 0 | 0 | 0 | pc/s | WH - Rm3 | CENPRI | Rack - D2
2052 | Manila |  |  | TOO-DOC_1011 | Calibration Certificate No.: 0220A-3441C-02 for Analog Flowmeter, Manufacturer: VAF Instruments, Model: B5025, Serial No.: 580232 | 10323.33 | 0 | 10323.33 | pc/s | WH - Rm3 | CENPRI | Rack - D2
2053 | Manila |  |  | TOO-DOC_1012 | Calibration Sticker for Analog Flowmeter, Manufacturer: VAF Instruments, Model: B5025, Serial No.: 580232 | 0 | 0 | 0 | pc/s | WH - Rm3 | CENPRI | Rack - D2
2054 | Manila |  |  | TOO-DOC_1013 | Calibration Certificate No.: 0220A-3441C-03 for Analog Flowmeter, Manufacturer: VAF Instruments, Model: B5025, Serial No.: 580229 | 10323.33 | 0 | 10323.33 | pc/s | WH - Rm3 | CENPRI | Rack - D2
2055 | Manila |  |  | TOO-DOC_1015 | Calibration Certificate No.: 0220A-3441C-04 for Analog Flowmeter, Manufacturer: VAF Instruments, Model: B5025, Serial No.: 591489 | 10323.33 | 0 | 10323.33 | pc/s | WH - Rm3 | CENPRI | Rack - D2
2056 | Manila |  |  | TOO-DOC_1016 | Calibration Sticker for Analog Flowmeter, Manufacturer: VAF Instruments, Model: B5025, Serial No.: 591489 | 0 | 0 | 0 | pc/s | WH - Rm3 | CENPRI | Rack - D2
2057 | Manila |  |  | TOO-DOC_1017 | Calibration Certificate No.: 0220A-3441C-05 for Analog Flowmeter, Manufacturer: No record, Model: LC-TMA, Serial No.: No record | 10323.33 | 0 | 10323.33 | pc/s | WH - Rm3 | CENPRI | Rack - D2
2058 | Manila |  |  | TOO-DOC_1018 | Calibration Sticker for Analog Flowmeter, Manufacturer: No record, Model: LC-TMA, Serial No.: No record | 0 | 0 | 0 | pc/s | WH - Rm3 | CENPRI | Rack - D2
2059 | Manila |  |  | TOO-DOC_1019 | Calibration Certificate No.: 0220A-3441C-06 for Analog Flowmeter, Manufacturer: Nitto, Model: RS10050A0FF1234501, Serial No.: No 0069370 | 10323.33 | 0 | 10323.33 | pc/s | WH - Rm3 | CENPRI | Rack - D2
2060 | Manila |  |  | TOO-DOC_1020 | Calibration Sticker for Analog Flowmeter, Manufacturer: Nitto, Model: RS10050A0FF1234501, Serial No.: No 0069370 | 0 | 0 | 0 | pc/s | WH - Rm3 | CENPRI | Rack - D2
2061 | Manila |  |  | TOO-DOC_1021 | Calibration Sticker for Analog Flowmeter, Manufacturer: VAF Instruments, Model: B5025, Serial No.: 580229 | 0 | 0 | 0 | pc/s | WH - Rm3 | CENPRI | Rack - D2
2062 |  |  |  | TOO-HAN_1001 | Riveter, Hand | 260.2 | 0 | 375 | pc/s | WH - Rm3 | CENPRI | Rack - D2
2063 |  |  |  | TOO-HAN_1003 | Snip, Aviation, Fatmax 14-563 | 330 | 0 | 330 | pc/s | WH - Rm3 | CENPRI | Rack - D2
2064 |  |  |  | TOO-HAN_1004 | Grooving Machine, Fabricated | 10000 | 0 | 10000 | unit/s | WH - Bldg. | CENPRI
2065 |  |  |  | TOO-HAN_1005 | Spade, Cane Cutter | 155 | 0 | 160 | pc/s
2066 |  |  |  | TOO-HAN_1006 | Sling, Nylon, 2 meters x 2" x 2 tons | 700 | 0 | 650 | pc/s | WH - Rm3 | CENPRI | Rack - C3
2067 |  |  |  | TOO-HAN_1007 | Pipe Tap, 1" NPT | 1250 | 0 | 1250 | pc/s | WH - Rm1 | CENPRI
2068 |  |  |  | TOO-HAN_1008 | Screw Driver, Philip, 10" | 310 | 0 | 310 | pc/s | WH - Rm1 | CENPRI
2069 |  |  |  | TOO-HAN_1009 | Screw Driver, Flat, 10" | 265 | 0 | 265 | pc/s | WH - Rm1 | CENPRI
2070 |  |  |  | TOO-HAN_1010 | Plier, Linesman, Klein Insulated, 8" | 320 | 0 | 320 | pc/s | WH - Rm1 | CENPRI
2071 |  |  |  | TOO-HAN_1011 | Steel Tape, 3 meters | 108 | 0 | 108 | pc/s | WH - Rm1 | CENPRI
2072 |  |  |  | TOO-HAN_1012 | Tek Screw Adapter, Magnetic, 8mm | 50.5 | 0 | 65 | pc/s | WH - Rm1 | CENPRI
2073 |  |  |  | TOO-HAN_1013 | Brush, Spiral Steel, Boiler tube, 1/2" | 95 | 0 | 95 | pc/s | WH - Rm3 | CENPRI | Rack - E2
2074 |  |  |  | TOO-HAN_1014 | Plier, Long Nose, Klein Insulated, 8" | 330 | 0 | 330 | pc/s | WH - Rm3 | CENPRI | Rack - E1
2075 |  |  |  | TOO-HAN_1015 | Plier, Crimping, 9" | 240 | 0 | 240 | pc/s | WH - Rm3 | CENPRI | Rack - E1
2076 |  |  |  | TOO-HAN_1016 | Hex Key Set, Metric | 240 | 0 | 240 | set/s | WH - Rm3 | CENPRI | Rack - E1
2077 | Manila |  |  | TOO-HAN_1017 | Hand Tap, Carbon Steel, 24mm x 2.0 Pitch | 1200 | 0 | 1200 | set/s | WH - Rm3 | CENPRI | Rack - H2
2078 | Manila |  |  | TOO-HAN_1018 | Hand Tap, 18mm x 1.5 Pitch | 890 | 0 | 890 | set/s | WH - Rm3 | CENPRI | Rack - D1
2079 | Manila |  |  | TOO-HAN_1019 | Hand Tap, 22mm X 2.5 Pitch | 9700 | 0 | 9700 | set/s | WH - Rm3 | CENPRI | Rack - D1
2080 | Local |  |  | TOO-HAN_1020 | Screw Driver, 8-in-1, Interchangeable in 9 Way | 540 | 0 | 540 | set/s | WH - Rm3 | CENPRI | Rack - E2
2081 | Local |  |  | TOO-HAN_1021 | Frame, Hacksaw, Fits 8", 10", 12" Blade | 68.5 | 0 | 68.5 | pc/s | WH - Rm3 | CENPRI | Rack - D1
2082 | Local |  |  | TOO-HAN_1022 | Bolo | 70 | 0 | 70 | pc/s | WH - Rm3 | CENPRI
2083 | Local |  |  | TOO-HAN_1023 | Shovel | 350 | 0 | 350 | pc/s | WH - Rm3 | CENPRI
2084 | Local |  |  | TOO-HAN_1024 | Rake, Metal, Wood Handle | 210 | 0 | 210 | pc/s | WH - Rm3 | CENPRI
2085 | Local |  |  | TOO-HAN_1025 | Brush, Open Twist Tube Cleaning, Steel | 90 | 0 | 90 | pc/s | WH - Rm3 | CENPRI | Rack - E1
2086 | Manila |  |  | TOO-HAN_1026 | Hand Tap, Carbon Steel, 24 mm x 3 mm Pitch | 1800 | 0 | 1800 | set/s | WH - Rm3 | CENPRI | Rack - E1
2087 | Local |  |  | TOO-HAN_1027 | Hole Saw Set, 3pc, Arbor 3/8 inch Shank, Flat Bit 7/8 inch, Hole Saw 2-1/2 inches | 281 | 0 | 442 | set/s | WH - Rm1 | CENPRI
2088 | Local |  |  | TOO-HAN_1028 | Pipe Tap, 1/2" NPT | 465 | 0 | 550 | pc/s | WH - Rm3 | CENPRI
2089 | Local |  |  | TOO-HAN_1029 | Steel Tape, 5 meters | 83.5 | 0 | 81 | pc/s | WH - Rm1 | CENPRI
2090 | Local |  |  | TOO-HAN_1030 | Prunning Shear Straight, 8" | 130 | 0 | 130 | pc/s | WH - Rm3 | CENPRI
2091 | Manila |  |  | TOO-HAN_1031 | Hand Tap, M30 x 2.0 Pitch | 5200 | 0 | 5200 | set/s | WH - Rm1 | CENPRI
2092 | Local |  |  | TOO-HAN_1032 | Gun, Sealant | 127.6667 | 0 | 168 | pc/s | WH - Rm3 | CENPRI
2093 | Local |  |  | TOO-HAN_1033 | Engine Cleaning Gun / Spray Gun, Long Nozzle | 487.5 | 0 | 487.5 | pc/s |  | CENPRI
2094 | Local |  |  | TOO-HAN_1034 | Spray Gun, High Pressure, 1.5mm Fluid Nozzle, 3.0 Bar Air Pressure Required, 75L/min Air Consumption, 95cc/min Output, 110mm Pattern Width of Fan Shaped, 0.4 kw Compressor Required | 850 | 0 | 850 | unit/s | WH - Rm3 | CENPRI
2095 | Local |  |  | TOO-HAN_1035 | Hand Tap, M16 X 2.0 Pitch | 396 | 0 | 396 | set/s |  | CENPRI
2096 | Manila |  |  | TOO-HAN_1036 | Hand Tap, 12mm x 1.75 Pitch | 410 | 0 | 480 | set/s
2097 | Manila |  |  | TOO-HAN_1037 | Hand Tap, 15mm x 2.0 Pitch | 875 | 0 | 950 | set/s
2098 | Local |  |  | TOO-HAN_1038 | Sling, Nylon, 3 meters x 3" x 3 tons | 1620 | 0 | 1620 | pc/s | WH - Rm1 | CENPRI
2099 | Local |  |  | TOO-HAN_1039 | Sling, Nylon, 4 meters x 3" x 3 tons | 1800 | 0 | 1800 | pc/s | WH - Rm1 | CENPRI
2100 | Local |  |  | TOO-HAN_1040 | Combination Wrench - 17mm | 98 | 0 | 98 | pc/s
2101 | Local |  |  | TOO-HAN_1041 | Combination Wrench - 18mm | 108.5 | 0 | 108.5 | pc/s
2102 | Local |  |  | TOO-HAN_1042 | Combination Wrench - 19mm | 119 | 0 | 119 | pc/s
2103 | Local |  |  | TOO-HAN_1043 | Combination Wrench - 22mm | 171.5 | 0 | 171.5 | pc/s
2104 | Local |  |  | TOO-HAN_1044 | Combination Wrench - 16mm | 174.75 | 0 | 174.75 | pc/s
2105 | Local |  |  | TOO-HAN_1045 | Combination Wrench - 13mm | 72 | 0 | 72 | pc/s
2106 | Local |  |  | TOO-HAN_1046 | Allen Wrench Set - (1.5, 2, 2.5, 3, 4, 5, 5.5, 6, 8, & 10mm) | 200 | 0 | 200 | set/s
2107 | Local |  |  | TOO-HAN_1047 | Combination Wrench - 8mm | 53 | 0 | 53 | pc/s
2108 | Local |  |  | TOO-HAN_1048 | Open Wrench - 10 x 11mm | 63 | 0 | 63 | pc/s
2109 | Local |  |  | TOO-HAN_1049 | Hole saw drill bit, 3/4" | 150 | 0 | 150 | pc/s
2110 | Local |  |  | TOO-HAN_1050 | Ratchet, 1/2" Drive | 890 | 0 | 890 | pc/s
2111 | Manila |  |  | TOO-HAN_1051 | Hand Tap, M33 x 2.0 Pitch | 5500 | 0 | 5500 | set/s
2112 | Local |  |  | TOO-HAN_1052 | Acetylene Cutting Outfit | 8760 | 0 | 13000 | set/s
2113 | Local |  |  | TOO-HAN_1053 | Adjustable Wrench, 12" | 2500 | 0 | 2500 | pc/s
2114 | Local |  |  | TOO-HAN_1054 | Mallet, Rubber, 3" | 650 | 0 | 650 | pc/s
2115 | Local |  |  | TOO-HAN_1055 | Hand Tap, M18 x 2.5 Pitch | 980 | 0 | 980 | set/s | WH - Rm1 | CENPRI
2116 | Local |  |  | TOO-HAN_1056 | Hole saw drill bit, 25mm | 277.5 | 0 | 205 | pc/s
2117 | Local |  |  | TOO-HAN_1057 | Hand Tap, 18mm x 1.25 Pitch | 408 | 0 | 408 | set/s
2118 | Local |  |  | TOO-HAN_1058 | Punch, Hollow, Set 3-19mm, Brand: Hoyoma | 490 | 0 | 490 | set/s
2119 | Local |  |  | TOO-HAN_1059 | Pipe Tap, 3/8" NPT | 320 | 0 | 320 | pc/s
2120 | Local |  |  | TOO-HAN_1060 | Pipe Tap, 3/4" NPT | 650 | 0 | 650 | pc/s
2121 | Local |  |  | TOO-HAN_1061 | Hand Tap, 20mm x 2.5 Pitch, (3PCS/SET) | 1300 | 0 | 1300 | set/s
2122 | Local |  |  | TOO-HAN_1062 | Allen Socket, 6mm x 1/2 DR | 385 | 0 | 385 | pc/s
2123 | Manila |  |  | TOO-HAN_1063 | Hand Tap, M26 x 2.0 Pitch | 1740 | 0 | 1740 | set/s | WH - Rm3 | CENPRI
2124 | Local |  |  | TOO-HAN_1064 | Vise Grip, Duck Type | 495 | 0 | 495 | pc/s | WH - Rm3 | CENPRI
2125 | Local |  |  | TOO-HAN_1065 | File, Half Round, Fine, 10" | 670 | 0 | 670 | pc/s | WH - Rm3 | CENPRI
2126 | Local |  |  | TOO-HAN_1066 | Cage Puller, Exhaust Valve | 1200 | 0 | 1200 | pc/s
2127 | Local |  |  | TOO-HAN_1068 | Allen Wrench, 4.5mm | 50 | 0 | 50 | pc/s
2128 | Local |  |  | TOO-HAN_1069 | Allen Wrench, 5.5mm | 55 | 0 | 55 | pc/s
2129 | Manila |  |  | TOO-HAN_1070 | Hand Tap, M27 x 1.5 Pitch | 2950 | 0 | 2950 | set/s | WH - Rm1 | CENPRI
2130 | Manila |  |  | TOO-HAN_1071 | Hand Tap, M27 x 2.0 Pitch | 2950 | 0 | 2950 | set/s | WH - Rm1 | CENPRI
2131 | Manila |  |  | TOO-HAN_1072 | Hand Tap Handle / Tap Wrench for M27 x 1.5 Pitch | 3600 | 0 | 3600 | pc/s | WH - Rm1 | CENPRI
2132 | Manila |  |  | TOO-HAN_1073 | Thread Die, M27 x 1.5 Pitch | 1490 | 0 | 1490 | pc/s | WH - Rm1 | CENPRI
2133 | Manila |  |  | TOO-HAN_1074 | Thread Die, M27 x 2.0 Pitch | 1490 | 0 | 1490 | pc/s | WH - Rm1 | CENPRI
2134 | Manila |  |  | TOO-HAN_1075 | Die Stock older for M27 x 1.5 Pitch | 780 | 0 | 780 | pc/s | WH - Rm1 | CENPRI
2135 | Local |  |  | TOO-HAN_1076 | Mallet, Plastic, Model: TL1814N, 30mm | 210 | 0 | 210 | pc/s
2136 | Local |  |  | TOO-HAN_1077 | Bolt Cutter | 810 | 0 | 810 | pc/s | WH - Rm1 | CENPRI
2137 | Local |  |  | TOO-HAN_1079 | Tailor Scissor, Heavy Duty, Stainless Steel, #10 | 460 | 0 | 460 | pc/s | WH - Rm1 | CENPRI
2138 | Local |  |  | TOO-HAN_1080 | Vise Grip, Locking Pliers, Long Nose, 9" | 400 | 0 | 400 | pc/s | WH - Rm1 | CENPRI
2139 | Manila |  |  | TOO-HAN_1081 | Tap & Die Set, Straight Flute, USA Ace 6-24 mm, 51 pcs / set | 12850 | 0 | 12850 | set/s | WH - Rm3 | CENPRI
2140 | Manila |  |  | TOO-HAN_1082 | Combination Spanner / Obstruction Wrench, Chrome Vanadium, C-Type, 19 mm | 310 | 0 | 310 | pc/s | WH - Rm3 | CENPRI
2141 | Manila |  |  | TOO-HAN_1083 | Combination Spanner / Obstruction Wrench, Chrome Vanadium, C-Type, 17 mm | 270 | 0 | 270 | pc/s | WH - Rm3 | CENPRI
2142 | Local |  |  | TOO-HAN_1084 | Plier, Electrical, 8" | 198 | 0 | 198 | pc/s | WH - Rm3 | CENPRI
2143 | Local |  |  | TOO-HAN_1085 | Ratchet Handle, 3/8" Drive | 450 | 0 | 450 | pc/s |  | CENPRI
2144 | Manila |  |  | TOO-HAN_1086 | Mallet, Dead Blow, 25040, 2Lbs | 395 | 0 | 395 | pc/s
2145 | Local |  |  | TOO-HAN_1087 | Hand Tap Handle, 12", Creston | 720 | 0 | 720 | pc/s
2146 | Local |  |  | TOO-HAN_1088 | Extension Handle, 3/8" x 3"-Long | 179 | 0 | 179 | pc/s
2147 | Local |  |  | TOO-HAN_1089 | Pipe Tap, 1/4, Brand: Super | 220 | 0 | 220 | pc/s
2148 | Local |  |  | TOO-HAN_1090 | Pipe Tap, 1/8", Brand: Super | 200 | 0 | 200 | pc/s
2149 | Manila |  |  | TOO-HAN_1091 | Printer Label, Portable, Brady/Model: BMP21-Plus, RS Stock No.: 817-8785 | 6281.92 | 0 | 6281.92 | unit/s
2150 | Manila |  |  | TOO-HAN_1092 | AC Adapter, Cable Label Printer, Brady-BMP21, RS Stock No.: 694-9188 | 4205.07 | 0 | 4205.07 | pc/s
2151 | Manila |  |  | TOO-HAN_1093 | Hand Tap, M38mm x 4.0 Pitch (3pcs/set) | 6900 | 0 | 6900 | set/s
2152 | Manila |  |  | TOO-HAN_1094 | Wrench, Crowfoot, size: 8-24mm (15 pcs/set) | 2300 | 0 | 2300 | set/s | WH - Rm1 | CENPRI
2153 | Local |  |  | TOO-HAN_1095 | Socket Adaptor, 1/2" Female x 3/8" Male | 300 | 0 | 300 | pc/s | WH - Rm3 | CENPRI
2154 | Manila |  |  | TOO-HAN_1096 | Hand Tap, M20 x 1.5 Pitch | 1000 | 0 | 1000 | set/s
2155 | Manila |  |  | TOO-HAN_1097 | Hand Tap, M25 X 2.5 Pitch | 1990 | 0 | 1990 | set/s
2156 | Manila |  |  | TOO-HAN_1098 | Hand Tap, M25 X 2.0 Pitch | 1590 | 0 | 1590 | set/s
2157 | Manila |  |  | TOO-HAN_1099 | Pry Bar, High Carbon Steel, 12-3/8" | 680 | 0 | 680 | pc/s | WH - Rm3 | CENPRI | Rack - D2
2158 | Local |  |  | TOO-HAN_1100 | Sheet Metal Clamp, 10" | 349.75 | 0 | 349.75 | pc/s | WH - Rm3 | CENPRI | Rack - D2
2159 | Manila |  |  | TOO-HAN_1101 | Carbide Burrs, 1/4 Shank, (6pcs/set, 3/8 & 5/8) | 4575 | 0 | 4575 | set/s | WH - Rm3 | CENPRI | Rack - D2
2160 | Manila |  |  | TOO-HAN_1102 | Allen Socket, 1/2" Drive, 5mm to 17mm | 1490 | 1 | 1490 | set/s | WH - Rm3 | CENPRI
2161 | Manila |  |  | TOO-HAN_1103 | Flexible Gear Wrench, 8mm to 22mm | 3900 | 1 | 3900 | set/s | WH - Rm3 | CENPRI
2162 | Local |  |  | TOO-HAN_1106 | Caulking Gun, Silicone |  | 2 | 120 | pc/s | WH - Rm3 | CENPRI | Rack - D3
2163 |  |  |  | TOO-MEA_1001 | Meter Stick | 12.5 | 0 | 25 | pc/s
2164 | Manila |  |  | TOO-MEA_1002 | T-Bore Hole Gauge, Telescoping Precision, Mitutoyo | 14430 | 0 | 14430 | set/s
2165 | Manila |  |  | TOO-MEA_1003 | Oil Gauging / Sounding Tape, Chrome Clad, Lufkin C2915MME590, 13mm, 1/2" x 15 meter, 50 Foot | 8600 | 0 | 8600 | pc/s | WH - Rm3 | CENPRI | Rack - D1
2166 | Manila |  |  | TOO-MEA_1004 | Plumb Bob, Brass, Lufkin 590-GM 20 oz | 2400 | 0 | 2400 | pc/s | WH - Rm3 | CENPRI | Rack - D1
2167 | Local |  |  | TOO-POW_1001 | Impact Wrench, Input Power: 1050W, No-Load Speed:230RPM, Max.Torque:550N, Aluminum Gear Box with rubber, With 6pcs, Sockets(17, 18, 19, 21, 23, 24mm) With 1pc 125mm adaptor | 6650 | 0 | 6650 | unit/s | WH - Rm3 | CENPRI
2168 | Local |  |  | TOO-POW_1002 | Chain Block, 3 Tons | 8200 | 0 | 8200 | unit/s | WH - Rm3 | CENPRI
2169 | Manila |  |  | TOO-POW_1003 | Blower, Electric, Model#: TC-05, 220V, 660W/3A Speed, 3000/3600RPM, Size 4"Dia | 4985 | 0 | 4985 | unit/s
2170 | Manila |  |  | TOO-POW_1004 | Blower, Electric, Model#: SY05, 220V, 3000/3600RPM, 3A, 50/60 cycles, Size 4"Dia | 3600 | 0 | 3600 | unit/s
2171 | Local |  |  | TOO-POW_1005 | Air Compressor Machine, 1HP | 11000 | 0 | 11000 | unit/s
2172 | Local |  |  | TOO-POW_1006 | Drill, Impact, with accessories (meter tape, sockets, level bar, drill bits, metal hammer, allen screw, cutter knife) | 2790 | 0 | 2790 | set/s
2173 | Local |  |  | TOO-POW_1007 | Drill Electric, Hammer Type, 16mm / 5/8", Makita, Model: M0801M | 2500 | 0 | 2500 | unit/s
2174 | Local |  |  | TOO-POW_1008 | Pallet Jack, Hydraulic, 2500kgs, Model: CBY-AC | 13050 | 0 | 13050 | unit/s
2175 | Manila |  |  | TOO-POW_1009 | Vacuum, 30Ltrs, Wet & Dry, 1200W, 59 dB(A), 230V/1/50-60V/7.5mtr cable | 26325 | 0 | 26325 | unit/s
2176 | Local |  |  | TOO-POW_1010 | Grinder, Angle, Electric, 4"-Dia, 220V-240V/60Hz, Model: 9553, Makita | 2655 | 0 | 2655 | unit/s
2177 | Local |  |  | _6376 | DM Pamasko Pack - Filipino | 0 | 0 | 0 | box/s | WH - Rm1 | CENPRI
2178 | Local |  |  | _6377 | Natures Mineral Water | 0 | 0 | 0 | bot/s | WH - Rm1 | CENPRI
2179 | Local |  |  | _6378 | Rosana Rice | 0 | 0 | 0 | sack/s | WH - Rm1 | CENPRI
2180 | Local |  |  | _6379 | Rice Cooker | 0 | 0 | 0 | box/s | WH - Rm1 | CENPRI
2181 | Local |  |  | _6380 | Hanabishi Oven Toaster | 0 | 0 | 0 | box/s | WH - Rm1 | CENPRI
2182 | Local |  |  | _6381 | Fukuda Plastic Stand Fan | 0 | 0 | 0 | box/s | WH - Rm1 | CENPRI
2183 | Local |  |  | _6382 | Fukuda Dry Iron | 0 | 0 | 0 | box/s | WH - Rm1 | CENPRI
2184 | Local |  |  | _6383 | Fukuda Blender | 0 | 0 | 0 | box/s | WH - Rm1 | CENPRI
2185 | Local |  |  | _6384 | Pail | 65 | 0 | 65 | pc/s | WH - Rm3 | CENPRI
2186 | Manila |  |  | _6385 | Various Wines : 1- Lipote, 1-Lolo Art Marnier, 2-Buko & Apple Wine | 0 | 0 | 0 | bot/s | WH - Rm1 | CENPRI
2187 | Manila |  |  | _6386 | Ambient Air Sampling & Testing Report | 0 | 0 | 0 | set/s | WH - Rm1 | CENPRI
2188 | Manila |  |  | _6387 | Emission Test Report | 0 | 0 | 0 | set/s | WH - Rm1 | CENPRI
Prepared By: |  |  | Checked By: |  | Approved By:
Warehouse Personnel |  |  | Warehouse Supervisor |  | Plant Director/Plant Manager