## Worksheet
|  | CENTRAL NEGROS POWER RELIABILITY, INC. |  |  |  |  | MATERIAL INVENTORY REPORT TO DATE
Purok San Jose, Brgy. Calumangan, Bago City
Tel. No. 476 - 7382
Date | 2020-07-13
Main Category |  | Consumables |  |  | Sub-Category
No. | Local/Manila |  |  | Item Part No. | Item Description | Nominal Cost | Qty | Price | Uom | Location | Warehouse Location | Rack | Bin
1 |  |  |  | COM-POW_1001 | Bearing, 61810 | 450 | 0 | 450 | pc/s | WH - Rm3 | CENPRI | Rack - C1
2 | Local |  |  | COM-POW_1002 | Bearing, #16004-A | 220 | 0 | 220 | pc/s | WH - Rm1 | CENPRI
3 | Local |  |  | COM-POW_1003 | Carbon Brush, CB 100A, For Makita Angle Grinder | 43 | 0 | 43 | pc/s | WH - Rm3 | CENPRI | Rack - D2
4 | Local |  |  | COM-POW_1004 | Blade, Saw, Circular, 8" | 1880 | 0 | 1880 | pc/s | WH - Rm3 | CENPRI
5 | Local |  |  | COM-POW_1005 | Bearing, Ball, 16004-A | 220 | 0 | 220 | pc/s | WH - Rm3 | CENPRI
6 | Local |  |  | COM-POW_1006 | Hose, Air, For High Pressure Compressor, 1/4" | 35 | 0 | 35 | mtr/s | WH - Rm3 | CENPRI
7 | Local |  |  | COM-POW_1007 | Carbide Bit, Three Pointed Shape, 3/8" | 1505 | 0 | 1290 | pc/s | WH - Rm3 | CENPRI
8 | Manila |  |  | COM-POW_1008 | Twist Drill, 3/4" Weldon Shank 18mm x 30mm | 3840 | 0 | 3840 | pc/s | WH - Rm3 | CENPRI
9 | Manila |  |  | COM-POW_1009 | Carbon Brush, 4 x 6 x 8.5mm, Hard Carbon | 100 | 12 | 100 | pc/s | WH - Rm3 | CENPRI | Rack - D2
10 | Local |  |  | COM-POW_1010 | Carbide Bit, Cylindrical Radius, 1/2" | 1506 | 0 | 1506 | pc/s | WH - Rm3 | CENPRI | Rack - C1
11 |  |  |  | CON-AUT_1001 | Disc, Brake Pad | 950 | 0 | 950 | set/s | WH - Rm3 | CENPRI | Rack - D1
12 |  |  |  | CON-AUT_1025 | Belt Dressing, 330ml | 263.3333 | 0 | 395 | can/s | WH - Rm3 | CENPRI | Rack - D1
13 |  |  |  | CON-AUT_1026 | Fluid, Brake | 130.75 | 0 | 183 | bot/s | WH - Rm3 | CENPRI | Rack - D1
14 |  |  |  | CON-AUT_1027 | Oil, 2T | 62.5 | 0 | 125 | ltr/s | WH - Rm3 | CENPRI | Rack - D1
15 |  |  |  | CON-CHE_1005 | Acetylene | 900 | 3 | 1100 | cyl/s | WH - Bldg. | CENPRI
16 |  |  |  | CON-CHE_1006 | Acid, Muriatic, 1Liter | 44.0325 | 0 | 78.13 | ltr/s | Chem - Stg | CENPRI
17 |  |  |  | CON-CHE_1007 | Acid, Phosphoric, 1Liter | 0 | 0 |  | ltr/s | Chem - Stg | CENPRI
18 |  |  |  | CON-CHE_1008 | Acid, Sulfuric, (pH control), 34kg/pail | 418.43 | 189 | 78.13 | kg/s | Chem - Stg | CENPRI
19 |  |  |  | CON-CHE_1009 | Argon | 1800 | 0 | 3000 | cyl/s
20 |  |  |  | CON-CHE_1010 | Borax | 0 | 0 |  | can/s
21 |  |  |  | CON-CHE_1011 | Bottle, Sampling 100mL | 0 | 72 | 0 | bot/s
22 |  |  |  | CON-CHE_1012 | Bottle, Sampling, 1L | 0 | 0 |  | bot/s
23 |  |  |  | CON-CHE_1013 | Carbon Remover, Ionic Oil Cleaner, Acid Based/ Carboff 1 | 0 | 0 |  | ltr/s
24 |  |  |  | CON-CHE_1014 | Carbon Remover, Water based / Carboff | 0 | 0 |  | ltr/s | Chem - Stg
25 |  |  |  | CON-CHE_1015 | Caustic Soda, Sodium Hydroxide (for pH control) | 0 | -0.5 |  | kg/s | WH - Extn
26 |  |  |  | CON-CHE_1016 | CHEM SS -100 | 0 | 0 |  | ltr/s
27 |  |  |  | CON-CHE_1017 | Chlorine (Oxidizing Biocide) | 0 | 78 |  | kg/s
28 |  |  |  | CON-CHE_1018 | Chlorine, Dry, Calcium Hypochlorite 70% | 0 | 45 |  | kg/s | Chem - Stg
29 |  |  |  | CON-CHE_1019 | Cleaner, Disinfectant | 0 | 0 |  | ltr/s
30 | Manila |  |  | CON-CHE_1020 | Cleaner, Stator Winding, Fast Dry | 1250 | 20 | 0 | ltr/s
31 |  |  |  | CON-CHE_1021 | Cleaner, Stator Winding, Medium Dry | 0 | 0 |  | pail/s
32 | Manila |  |  | CON-CHE_1022 | Cleaner, Stator Winding, Slow Dry | 2500 | 14 | 5000 | pail/s | Chem - Stg | CENPRI
33 | Local |  |  | CON-CHE_1023 | Compound, Silicon Carbide, Grade 6A, Grit 1000, Micro-Fine, 16oz. | 800 | 0 | 1600 | can/s
34 |  |  |  | CON-CHE_1024 | Compound, Silicon Carbide, Grade 5A, Grit 800, Micro-Fine, 16oz. | 0 | 0 |  | can/s
35 |  |  |  | CON-CHE_1025 | Compound, Silicon Carbide, Grade 4A, Grit 600, Extremely Fine, 16oz. | 0 | 0 |  | can/s
36 |  |  |  | CON-CHE_1026 | Compound, Silicon Carbide, Grade 3A, Grit 500, Extremely Fine, 16oz. | 0 | 0 |  | can/s
37 |  |  |  | CON-CHE_1027 | Compound, Silicon Carbide, Grade 2A, Grit 400, Extremely Fine, 16oz. | 0 | 0 |  | can/s
38 |  |  |  | CON-CHE_1028 | Compound, Silicon Carbide, Grade 1A, Grit 320, Very Fine, 16oz. | 0 | 0 |  | can/s
39 |  |  |  | CON-CHE_1029 | Compound, Silicon Carbide, Grade A, Grit 280, Fine, 16oz. | 0 | 0 |  | can/s | WH - Rm3 | CENPRI | Rack - H3
40 |  |  |  | CON-CHE_1030 | Compound, Silicon Carbide, Grade B, Grit 240, Medium Fine, 16oz. | 0 | 0 |  | can/s
41 |  |  |  | CON-CHE_1031 | Compound, Silicon Carbide, Grade C, Grit 220, Medium, 16oz. | 0 | 0 |  | can/s
42 |  |  |  | CON-CHE_1032 | Compound, Silicon Carbide, Grade D, Grit 180, Medium Coarse, 16oz. | 0 | 0 |  | can/s
43 |  |  |  | CON-CHE_1033 | Compound, Silicon Carbide, Grade E, Grit 120, Coarse, 16oz. | 0 | 5 |  | can/s | WH - Rm3 | CENPRI | Rack - H3
44 |  |  |  | CON-CHE_1034 | Compound, Silicon Carbide, Grade F, Grit 100, Extra Coarse, 16oz. | 0 | 0 |  | can/s
45 |  |  |  | CON-CHE_1035 | Compound, Silicon Carbide, Grade G, Grit 80, Super Coarse, 16oz. | 0 | 0 |  | can/s
46 |  |  |  | CON-CHE_1036 | Compound, Silicon Carbide, Grade J, Grit 50, Very Coarse, 16oz. | 0 | 0 |  | can/s
47 |  |  |  | CON-CHE_1037 | Compound, Silicon Carbide, Grade NC, Grit 150, Special Navy, 16oz. | 0 | 0 |  | can/s
48 |  |  |  | CON-CHE_1038 | Corrosion Inhibitor | 0 | 0 |  | ltr/s
49 | Manila |  |  | CON-CHE_1039 | Crack Detector, Cleaner, Spotcheck, SKC-S Aerosol | 272 | 5 | 544 | can/s | WH - Rm3 | CENPRI | Rack - H2
50 | Manila |  |  | CON-CHE_1040 | Crack Detector, Developer, Spotcheck, SKD-S2 | 446.6667 | 0 | 670 | can/s
51 | Manila |  |  | CON-CHE_1041 | Crack Detector, Penetrant, Spotcheck, SKL-SP2 | 446.6667 | 0 | 670 | can/s
52 |  |  |  | CON-CHE_1042 | Descalant, Heat Exchanger | 0 | 0 |  | ltr/s
53 |  |  |  | CON-CHE_1043 | Flaw & Crack Detector Penetrant (Spanjard) | 0 | 8 |  | bot/s | WH - Rm3 | CENPRI | Rack - H2
54 |  |  |  | CON-CHE_1044 | Gasket, Liquid, 1104 NEO, 80g | 0 | 0 |  | tube/s
55 | Local |  |  | CON-CHE_1045 | Gasket, Liquid, Three Bond 1212, White, 100g | 0 | 0 | 0 | tube/s | WH - Rm3 | CENPRI | Rack - H1
56 |  |  |  | CON-CHE_1046 | Gasket, Liquid, Three Bond 1215, Gray, 250g | 0 | 0 |  | tube/s
57 |  |  |  | CON-CHE_1047 | Grease, Multipurpose | 0 | 0 |  | kg/s
58 | Manila |  |  | CON-CHE_1048 | Grease, Vappro 869 VCI | 6160 | 1 | 12320 | ltr/s | WH - Rm3 | CENPRI | Rack - E2
59 | Manila |  |  | CON-CHE_1049 | NALCO 19Pulv, (SO3 - Oxygen Scavenger) | 129.6833 | 55.2 | 389.05 | kg/s | Chem - Stg | CENPRI
60 |  |  |  | CON-CHE_1050 | NALCO 3DT120, (3DT120 Residual - Scale Inhibitor) | 0 | 27 |  | kg/s | Chem - Stg | CENPRI
61 | Manila |  |  | CON-CHE_1051 | NALCO 3DT129, (3DT129 Residual - Corrosion Inhibitor) | 176.115 | 247 | 352.23 | kg/s | Chem - Stg | CENPRI
62 | Manila |  |  | CON-CHE_1052 | NALCO 7330, (Non-Oxidizing Biocide) | 160.12 | 21 | 320.24 | kg/s | Chem - Stg | CENPRI
63 | Manila |  |  | CON-CHE_1053 | NALCO 73550, (Biodespersant) | 323.715 | 0 | 647.43 | kg/s | Chem - Stg | CENPRI
64 | Manila |  |  | CON-CHE_1054 | NALCO 8457, (PO4 - Scale & Corrosion Inhibitor) | 226.4267 | 36 | 679.28 | kg/s | Chem - Stg | CENPRI
65 |  |  |  | CON-CHE_1055 | Resin | 0 | 0 |  | kg/s
66 | Local |  |  | CON-CHE_1056 | Rugby, Contact Cement, 300ml | 45 | 0 | 70 | bot/s
67 |  |  |  | CON-CHE_1057 | Salt, Industrial Grade, Purity 99.5%, 50k/bag (Sodium Chloride) | 19.6375 | -300 | 4.5 | kg/s | Chem - Stg | CENPRI
68 |  |  |  | CON-CHE_1058 | Sealant, Gasket, Type 2, High Temp, 3oz. (85g) | 0 | 3 |  | tube/s | WH - Rm3 | CENPRI | Rack - H1
69 | Manila |  |  | CON-CHE_1059 | Silica Gel, Blue | 273.3333 | 3 | 410 | kg/s | WH - Rm3 | CENPRI | Rack - H1
70 | Local |  |  | CON-CHE_1060 | Silica Gel, White | 175 | 0 | 350 | kg/s | WH - Rm3 | CENPRI | Rack - H1
71 |  |  |  | CON-CHE_1061 | Sodium Powder | 0 | 1350 | 0 | grm/s | WH - Rm3 | CENPRI | Rack - H1
72 | Manila |  |  | CON-CHE_1062 | TRAC 109, (Nitrite) | 153.025 | 555 | 317.82 | kg/s | Chem - Stg | CENPRI
73 |  |  |  | CON-CHE_1063 | TRIACT 1800, (Condensate Treatment) | 0 | 135 |  | kg/s | Chem - Stg | CENPRI
74 | Manila |  |  | CON-CHE_1064 | Uniliq Multicleaner, water based | 630 | 223 | 350 | ltr/s | Chem - Stg | CENPRI
75 |  |  |  | CON-CHE_1065 | Water, Distilled, 1L | 18 | 0 | 25 | ltr/s
76 |  |  |  | CON-CHE_1067 | Rugby, 350ml | 59.3125 | 0 | 55.25 | bot/s | WH - Rm2 | CENPRI | Rack - E2
77 |  |  |  | CON-CHE_1068 | Racumin, ready made | 77.4071 | 0 | 95 | pack/s | Chem - Stg | CENPRI
78 |  |  |  | CON-CHE_1069 | Butane | 99.975 | 0 | 79.95 | can/s | Chem - Stg | CENPRI
79 | Local |  |  | CON-CHE_1070 | Water, Distilled, 1 Quart | 10 | 4 | 10 | bot/s | WH - Rm3 | CENPRI | Rack - G2
80 | Local |  |  | CON-CHE_1071 | Gloves, Nitrile | 198.75 | 0 | 265 | box/s | WH - Rm1 | CENPRI
81 | Manila |  |  | CON-CHE_1072 | CHEM-AQUA 31155 (C777), 210LT/DM, APC, CA, Scale and Corrosion Inhibitor | 371.57 | 228 | 371.57 | ltr/s | Chem - Stg | CENPRI
82 | Manila |  |  | CON-CHE_1073 | CBD-94 (456C), 210LT/DM, APC, CA | 306.78 | 144 | 312.49 | ltr/s | Chem - Stg | CENPRI
83 | Manila |  |  | CON-CHE_1074 | MB-215 (043C), 210LT/DM, APC, CA | 311.57 | 55 | 311.57 | ltr/s | Chem - Stg | CENPRI
84 | Manila |  |  | CON-CHE_1075 | MB-60B (4615), 4KG/DM, APC, CA, Oxidizing Biocide | 4627.28 | 8 | 4627.28 | pack/s | Chem - Stg | CENPRI
85 | Manila |  |  | CON-CHE_1076 | CHEM-AQUA 999 (0376), 20LT/DM, APC, CA | 393.68 | 0 | 393.68 | ltr/s | Chem - Stg | CENPRI
86 | Local |  |  | CON-CHE_1077 | Form-in Place Sealant, Skintight Blue, 7 1/4 oz | 2393.72 | 0 | 2393.72 | bot/s | WH - Rm3 | CENPRI
87 | Local |  |  | CON-CHE_1078 | Xylene Chemical | 1324 | 0 | 1324 | ltr/s | WH - Rm3 | CENPRI
88 | Local |  |  | CON-CHE_1079 | Probe With Spatula | 50 | 0 | 50 | pc/s | WH - Rm3 | CENPRI
89 | Local |  |  | CON-CHE_1080 | Mask, N95 | 89 | 0 | 160 | pc/s | WH - Rm3 | CENPRI
90 | Local |  |  | CON-CHE_1081 | Degreaser, Heavy Duty, Griz Off | 444 | 0 | 444 | gal/s
91 | Manila |  |  | CON-CHE_1082 | Biosolve Spill RX | 0 | 0 | 0 | bot/s |  | CENPRI
92 | Manila |  |  | CON-CHE_1083 | Dispersant, Oil Spill, (Hydron 200, Zeakleen Bioremediator) | 3200 | 0 | 3200 | pail/s |  | CENPRI
93 | Manila |  |  | CON-CHE_1084 | Boiling Chips, Part# VWR 26397-409, (8 oz/bot) | 680 | 1 | 680 | pack/s | WH - Rm3 | CENPRI | Rack - C3
94 | Manila |  |  | CON-CHE_1085 | Tygon Tubing, Rubber, 1/4 x 3/32 x 50ft, amber, Primeline 034RA (per roll) | 2300 | 2 | 2300 | pc/s | WH - Rm3 | CENPRI | Rack - C1
95 | Manila |  |  | CON-CHE_1086 | Stirring Rod, 7mm x 12", Pyrex | 38 | 1 | 38 | pc/s | WH - Rm3 | CENPRI | Rack - C1
96 | Manila |  |  | CON-CHE_1087 | NALCO 3DT394, (3DT394 - Scale Inhibitor) | 596.64 | 211 | 596.64 | kg/s | Chem - Stg | CENPRI
97 | Manila |  |  | CON-CHE_1088 | TBN Reagent C, AS-K13378-KW | 12795.05 | 0 | 12795.05 | pack/s
98 | Manila |  |  | CON-CHE_1089 | Easyship Water in Oil Reagent Pack, Reagent A & 50pcs | 16690.94 | 0 | 16690.94 | pack/s
99 |  |  |  | CON-CHE_1090 | Acid, Muriatic |  | 0 |  | gal/s | Chem - Stg | CENPRI
100 | Manila |  |  | CON-CHE_1091 | CHEM-AQUA 777 (0424), 20LT/DM, APC, CA | 262.805 | 70 | 328.77 | ltr/s | Chem - Stg | CENPRI
101 | Local |  |  | CON-CHE_1092 | Hydrochloric Acid (PH Cleaner) | 50 | 0 | 50 | ltr/s
102 | Local |  |  | CON-CHE_1093 | Rugby, Contact Cement, Gal/4ltrs | 600 | 0 | 600 | gal/s
103 | Manila |  |  | CON-CHE_1094 | Pump, Chemical, Plastic | 0 | 0 | 0 | pc/s | Chem - Stg | CENPRI
104 | Local |  |  | CON-CHE_1095 | Battery Acid/Solution | 0 | 0 | 0 | ltr/s | WH - Rm3 | CENPRI | Rack - D1
105 | Local |  |  | CON-CHE_1096 | Hydrochloric Acid (PH Cleaner), Gal | 200 | 0 | 200 | gal/s | Chem - Stg | CENPRI
106 | Manila |  |  | CON-CHE_1097 | Cleaning Solution, For General Purpose, PN#:H17061L, 500ml | 1200 | 0 | 1200 | bot/s | WH - Rm3 | CENPRI | Rack - D1
107 | Manila |  |  | CON-CHE_1098 | Electrode Storage Solution, PN#:H170300M, 230ml | 1300 | 0 | 1300 | bot/s | WH - Rm3 | CENPRI | Rack - D1
108 | Manila |  |  | CON-CHE_1099 | pH 7.01 @ 25deg, C Calibration Buffer Sachet, (25pcs x 20ml), PN#:H170007P, | 2300 | 0 | 2300 | pack/s | WH - Rm3 | CENPRI | Rack - D1
109 | Manila |  |  | CON-CHE_1100 | pH 10.01 @ 25 deg, C Calibration, Buffer Sachets, (25pcs x 20ml), PN#: H170010P | 2300 | 0 | 2300 | pack/s | WH - Rm3 | CENPRI | Rack - D1
110 |  |  |  | CON-CON_1001 | Glass, Clear | 3.0625 | 42 | 4.5 | pc/s | WH - Rm3 | CENPRI | Rack - C4
111 | Local |  |  | CON-CON_1002 | Glass, Lens, Clear, #10 | 1.5 | 0 | 4.5 | pc/s
112 |  |  |  | CON-CON_1003 | Glass, Lens, Clear, 6mm x 50mm x110mm | 0 | 0 |  | pc/s
113 |  |  |  | CON-CON_1004 | Glass, Lens, Dark, #10 | 8.2617 | 6 | 10 | pc/s | WH - Rm3 | CENPRI | Rack - C3
114 |  |  |  | CON-CON_1005 | Glass, Lens, Dark, #12 | 0 | 0 |  | pc/s
115 | Local |  |  | CON-CON_1006 | Blade, Hacksaw, 18tpi, HSS 300mm/12" | 36.7783 | 0 | 46 | pc/s
116 | Local |  |  | CON-CON_1007 | Disc, Cutting, 12" | 52 | 5 | 156 | pc/s | WH - Rm3 | CENPRI | Rack - C1
117 |  |  |  | CON-CON_1008 | Disc, Cutting, 4" x 3/32" x 5/8" | 67.7288 | 48 | 96.5 | pc/s | WH - Rm3 |  | Rack - C2
118 | Local |  |  | CON-CON_1009 | Disc, Cutting, 7" | 78 | 0 | 156 | pc/s | WH - Rm3 | CENPRI | Rack - C2
119 |  |  |  | CON-CON_1010 | Disc, Grinding, 4" x 1/4" x 5/8" | 67.6692 | 36 | 101.85 | pc/s | WH - Rm3 | CENPRI | Rack - C2
120 |  |  |  | CON-CON_1011 | Drill Bit , 1-1/16", 25mm | 0 | 0 |  | pc/s
121 |  |  |  | CON-CON_1013 | Drill Bit , Metal, 1/2", 12mm | 0 | 0 |  | pc/s
122 |  |  |  | CON-CON_1014 | Drill Bit , 13/16", 20mm | 49.5 | 0 | 99 | pc/s
123 |  |  |  | CON-CON_1015 | Drill Bit , 17/32", 13mm | 0 | 0 |  | pc/s
124 | Local |  |  | CON-CON_1016 | Drill Bit , 5/16", 8mm | 94.675 | 0 | 189.35 | pc/s
125 |  |  |  | CON-CON_1017 | Drill Bit, 1/16" - 1/2", HSS, Twist | 0 | 0 |  | set/s
126 |  |  |  | CON-CON_1018 | Drill Bit, 13mm | 0 | 0 |  | pc/s
127 |  |  |  | CON-CON_1019 | Drill Bit, Metal, Long Series, 3/4" | 0 | 0 |  | pc/s
128 |  |  |  | CON-CON_1020 | Drill Bit, concrete, 26mm | 0 | 0 |  | pc/s
129 |  |  |  | CON-CON_1021 | Drill Bit, Metal, Long Series, 1", 1/2" Reduced Parallel Shank | 0 | 0 |  | pc/s
130 |  |  |  | CON-CON_1022 | Drill Bit, Metal, Long Series, 1/4" | 0 | 0 |  | pc/s
131 |  |  |  | CON-CON_1023 | Drill Bit, Metal, Long Series, 1/8" | 17.5 | 0 | 35 | pc/s
132 |  |  |  | CON-CON_1024 | Electrode, Tungsten, 2.4mm, WC20 | 0 | 0 |  | pc/s
133 | Local |  |  | CON-CON_1025 | Electrode, Tungsten, 2.4mm, WT20 | 130 | 0 | 195 | pc/s
134 |  |  |  | CON-CON_1026 | Electrode, Tungsten, 3.2mm, WT20 | 0 | 0 |  | pc/s
135 |  |  |  | CON-CON_1027 | Electrode, Tungsten, 3.2mm x 175mm, WT20 | 0 | 152 |  | pc/s | WH - Rm3 | CENPRI | Rack - H3
136 |  |  |  | CON-CON_1028 | Electrode, Welding, 1/8" x E6011 | 250.7133 | 15 | 99 | kg/s | WH - Rm3 | CENPRI | Rack - H4
137 |  |  |  | CON-CON_1029 | Electrode, Welding, 1/8" x E6013 | 40.6682 | 17 | 95 | kg/s | WH - Rm3 | CENPRI | Rack - H4
138 |  |  |  | CON-CON_1030 | Electrode, Welding, 1/8" x E7018 | 513 | 33 | 99 | kg/s | WH - Rm3 | CENPRI | Rack - H3
139 |  |  |  | CON-CON_1031 | Electrode, Welding, SS 304, 2.4mm | 0 | 0 |  | kg/s
140 | Local |  |  | CON-CON_1032 | Electrode, Welding, SS 308, 2.4mm | 106.6667 | 3 | 320 | kg/s | WH - Rm3 | CENPRI | Rack - H4
141 | Local |  |  | CON-CON_1033 | Electrode, Welding, SS 308, 2.5mm | 160 | 0 | 320 | kg/s
142 |  |  |  | CON-CON_1034 | Electrode, Welding, SS 308, 3.2mm | 0 | 0 |  | kg/s
143 |  |  |  | CON-CON_1035 | Holder, Electrode, 300A | 210 | 0 | 305 | pc/s
144 |  |  |  | CON-CON_1036 | Holder, Electrode, 500A | 175 | 0 | 350 | pc/s
145 |  |  |  | CON-CON_1037 | Nails, Common, 1-1/2" | 27.915 | 0 | 56.75 | kg/s
146 | Local |  |  | CON-CON_1038 | Nails, Common, 1" | 30.25 | 0 | 60.5 | kg/s
147 |  |  |  | CON-CON_1039 | Nails, Common, 2-1/2" | 37.8767 | 5 | 61 | kg/s | WH - Rm3 | CENPRI | Rack - D4
148 | Local |  |  | CON-CON_1040 | Nails, Common, 2" | 27.25 | 0 | 54.5 | kg/s
149 |  |  |  | CON-CON_1041 | Nails, Common, 3-1/2" | 0 | 0 |  | kg/s
150 | Local |  |  | CON-CON_1042 | Nails, Common, 3" | 36 | 0 | 52 | kg/s
151 |  |  |  | CON-CON_1043 | Nails, Common, 4" | 24.99 | 0 | 50.5 | kg/s
152 |  |  |  | CON-CON_1044 | Nails, Concrete, 2" | 0 | 0 |  | kg/s
153 |  |  |  | CON-CON_1045 | Nails, Concrete, 4" | 0 | 0 |  | kg/s
154 | Local |  |  | CON-CON_1046 | Nails, Finishing, 1-1/2" | 28.5 | 0 | 57 | kg/s
155 |  |  |  | CON-CON_1047 | Nails, Finishing, 2-1/2" | 43 | 0 | 54 | kg/s
156 |  |  |  | CON-CON_1048 | Nails, Finishing, 4" | 0 | 0 |  | kg/s
157 |  |  |  | CON-CON_1049 | Nails, Umbrella, 2-1/2" | 0 | 21 |  | kg/s | WH - Rm3 | CENPRI | Rack - E3
158 |  |  |  | CON-CON_1050 | Screw, Self-Drilling, 8mm x 2", (Tek Screw) | 280 | -1 | 350 | box/s
159 |  |  |  | CON-CON_1051 | Stone, Grinding/ Mounted, Die Pencil, A-12 | 0 | 0 |  | pc/s
160 |  |  |  | CON-CON_1052 | Stone, Grinding/ Mounted, Die Pencil, A-2 | 0 | 0 |  | pc/s
161 |  |  |  | CON-CON_1053 | Stone, Grinding/ Mounted, Die Pencil, A-5 | 0 | 0 |  | pc/s
162 | Manila |  |  | CON-CON_1054 | Stone, Honing, Grain Size: 46, Hardness: 3, RA: 3.0-5.0, 11373-20-14 | 581.415 | 96 | 1162.83 | pc/s | WH - Rm3 | CENPRI | Rack - H2
163 |  |  |  | CON-CON_1055 | Stone, Honing, Grain Size: Fine, Hardness: Diamond Stone | 0 | 0 |  | pc/s
164 |  |  |  | CON-CON_1056 | Stone, Sharpening, 109 "S" Combination, 6" x 2" x 1" | 0 | 0 |  | pc/s
165 | Local |  |  | CON-CON_1057 | Stone, Sharpening, 109 "S" Combination, 6" x 2" x 1" | 22.5 | 0 | 45 | pc/s
166 |  |  |  | CON-CON_1058 | Tie Wire, #14 | 0 | 0 |  | kg/s
167 |  |  |  | CON-CON_1059 | Tie Wire, #16 | 49.7912 | 24 | 65 | kg/s
168 |  |  |  | CON-CON_1060 | Tie Wire, #18 | 0 | 0 |  | kg/s
169 | Local |  |  | CON-CON_1061 | Tie, Nylon, #150 | 88.8767 | 0 | 88.88 | pack/s
170 |  |  |  | CON-CON_1062 | Trowel, Bricklaying, Flat/Rectangular, (Paleta) | 0 | 0 |  | pc/s
171 |  |  |  | CON-CON_1063 | Trowel, Bricklaying, Pointed, (Paleta) | 0 | 0 |  | pc/s
172 |  |  |  | CON-CON_1064 | Trowel, Plastering, (Rundela) | 0 | 0 |  | pc/s
173 |  |  |  | CON-CON_1065 | Adhesive, Instant, 401 | 0 | 0 |  | pc/s
174 |  |  |  | CON-CON_1066 | Adhesive, Instant, 495 | 247.5 | 0 | 495 | pc/s
175 |  |  |  | CON-CON_1067 | Adhesive, Tile, 25kg | 0 | 2 |  | bag/s
176 |  |  |  | CON-CON_1068 | Adhesive, Tile, 5kg | 0 | 0 |  | bag/s
177 | Local |  |  | CON-CON_1069 | Brush, Cup, Crimped, M10 x 1.25mm, 3" | 49.75 | 0 | 99.5 | pc/s
178 |  |  |  | CON-CON_1070 | Brush, Cup, Crimped, M10 x 1.50mm, 3" | 0 | 0 |  | pc/s
179 | Local |  |  | CON-CON_1071 | Brush, Cup, Crimped, M14 x 2mm, 4" | 0 | 1 | 0 | pc/s
180 |  |  |  | CON-CON_1072 | Brush, Cup, Crimped, M16 x 2mm, 4", Wire Size 0.50 | 0 | 3 |  | pc/s | WH - Rm3 | CENPRI | Rack - C2
181 | Local |  |  | CON-CON_1073 | Brush, Cup, Crimped, M16 x 2mm, 4", Wire Size 0.30 | 0 | 4 | 0 | pc/s | WH - Rm3 | CENPRI | Rack - C2
182 |  |  |  | CON-CON_1074 | Brush, Cup, Crimped, M16 x 2mm, 4", Wire Size: 100mm | 0 | 2 |  | pc/s | WH - Rm3 | CENPRI | Rack - C2
183 |  |  |  | CON-CON_1075 | Brush, Cup, Crimped, M16 x 2mm, 4" | 0 | 1 |  | pc/s
184 |  |  |  | CON-CON_1076 | Brush, Cup, Twisted, M10 x 1.25mm, 3" | 0 | 0 |  | pc/s | WH - Rm3 | CENPRI | Rack - C2
185 |  |  |  | CON-CON_1077 | Brush, Cup, Twisted, M10 x 1.50mm, 3" | 0 | 1 |  | pc/s
186 |  |  |  | CON-CON_1078 | Brush, Cup, Twisted, M12 x 2mm, 4" | 0 | 0 |  | pc/s
187 |  |  |  | CON-CON_1079 | Brush, Cup, Twisted, M14 x 2mm, 4" | 37.5 | 4 | 150 | pc/s | WH - Rm3 | CENPRI | Rack - C2
188 |  |  |  | CON-CON_1080 | Brush, Cup, Twisted, M16 x 2mm, 4" | 0 | 0 |  | pc/s | WH - Rm3 | CENPRI | Rack - C2
189 |  |  |  | CON-CON_1081 | Brush, Paint, 1" | 8.1 | 0 | 6 | pc/s
190 |  |  |  | CON-CON_1082 | Brush, Paint, 2" | 12.8869 | 0 | 12.5 | pc/s
191 | Local |  |  | CON-CON_1083 | Brush, Paint, 3" | 13 | 1 | 0 | pc/s | WH - Rm3 | CENPRI | Rack - C4
192 |  |  |  | CON-CON_1084 | Brush, Paint, 4" | 32.7875 | 1 | 46.75 | pc/s
193 |  |  |  | CON-CON_1085 | Brush, Roller 4", w/ Handle | 29.7115 | 0 | 28 | pc/s
194 |  |  |  | CON-CON_1086 | Brush, Roller 7", w/ Handle | 0 | 0 |  | pc/s
195 |  |  |  | CON-CON_1087 | Brush, Roller, Refill, 4" | 17.3491 | 20 | 22 | pc/s | WH - Rm3 | CENPRI | Rack - C4
196 |  |  |  | CON-CON_1088 | Chalkstone/ Soapstone | 2.5725 | 20 | 4 | pc/s | WH - Rm3 | CENPRI | Rack - C3
197 |  |  |  | CON-CON_1089 | Coating, Water Proof | 0 | 2 |  | bag/s | WH - Rm3 | CENPRI | Rack - E2
198 |  |  |  | CON-CON_1090 | Emery Cloth, # 100, Aluminum Oxide, TJ113 ( JB-5 ) | 0 | 0 |  | mtr/s
199 |  |  |  | CON-CON_1091 | Emery Cloth, # 1000, Aluminum Oxide, TJ113 ( JB-5 ) | 0 | 0 |  | mtr/s
200 |  |  |  | CON-CON_1092 | Emery Cloth, # 320, Aluminum Oxide, TJ113 ( JB-5 ) | 0 | 0 |  | mtr/s
201 | Manila |  |  | CON-CON_1093 | Emery Cloth, # 600, Aluminum Oxide, TJ113 ( JB-5 ) | 52.4033 | 23 | 0 | mtr/s
202 | Local |  |  | CON-CON_1094 | Filler Rod, Bronze, 1/8" | 156 | 1 | 590 | kg/s
203 |  |  |  | CON-CON_1095 | Filler Rod, Carbon Steel 2.4mm | 0 | 5 |  | kg/s
204 |  |  |  | CON-CON_1096 | Filler Rod, Stainless Steel 308L, 1.6mm | 0 | 2 |  | kg/s
205 | Local |  |  | CON-CON_1097 | Glue, Wood, 250g, (Stickwel) | 24.5 | 0 | 49 | pc/s
206 |  |  |  | CON-CON_1098 | Knife, Putty, 125mm | 0 | 0 |  | pc/s
207 |  |  |  | CON-CON_1099 | Neutralizer, Concrete/Masonry, 4L/gal | 0 | 0 |  | gal/s
208 |  |  |  | CON-CON_1100 | Neutralizer, Concrete/Masonry, 4L/gal | 0 | 1 |  | gal/s | WH - Rm3 | CENPRI | Rack - E2
209 | Local |  |  | CON-CON_1101 | Paint and Varnish Remover, 4L/Gal | 458.3033 | 0 | 475 | gal/s
210 |  |  |  | CON-CON_1102 | Paint, Spray, Quick Drying, Gem Green, 400cc | 0 | 0 |  | can/s
211 |  |  |  | CON-CON_1103 | Paint, Spray, Quick Drying, Red, 400cc | 0 | 0 |  | can/s
212 | Local |  |  | CON-CON_1104 | Paint, Spray, Quick Drying, Medium Yellow, 400cc | 50 | 0 | 100 | can/s
213 |  |  |  | CON-CON_1105 | Paint, Aluminum | 0 | 0 |  | can/s
214 | Local |  |  | CON-CON_1106 | Paint, Enamel, Black | 93.75 | 0 | 120 | ltr/s
215 |  |  |  | CON-CON_1107 | Paint, Enamel, Blue | 0 | 0 |  | ltr/s
216 | Local |  |  | CON-CON_1108 | Paint, Enamel, Green | 100.3333 | 0 | 134 | ltr/s
217 |  |  |  | CON-CON_1109 | Paint, Enamel, Green | 0 | 0 |  | tube/s
218 |  |  |  | CON-CON_1110 | Paint, Enamel, Off White | 0 | 0 |  | gal/s
219 | Local |  |  | CON-CON_1111 | Paint, Enamel, Red | 54 | 0 | 0 | ltr/s
220 | Local |  |  | CON-CON_1112 | Paint, Enamel, Red | 0 | 0 | 0 | can/s
221 |  |  |  | CON-CON_1113 | Paint, Enamel, Yellow | 0 | 0 |  | gal/s
222 |  |  |  | CON-CON_1114 | Paint, Heat Resistant, up to 1200deg F, Aluminum | 1880.625 | 0 | 3009 | gal/s | WH - Rm3 | CENPRI | Rack - G1
223 |  |  |  | CON-CON_1115 | Paint, Heat Resistant, up to 300deg. C, Aluminum | 0 | 0 |  | ltr/s
224 |  |  |  | CON-CON_1116 | Paint, Heat Resistant, up to 600deg. C, Aluminum | 0 | 0 |  | ltr/s
225 |  |  |  | CON-CON_1117 | Paint, Masonry, Latex, Flat White | 0 | 0 |  | ltr/s
226 |  |  |  | CON-CON_1118 | Paint, Oil Wood Stain, Maple | 0 | 0 |  | ltr/s
227 |  |  |  | CON-CON_1119 | Paint, Permacoat, Latex, Semi Gloss, B7430 | 0 | 0 |  | ltr/s
228 |  |  |  | CON-CON_1120 | Paint, Epoxy Catalyst, 1L | 0 | 0 |  | ltr/s | WH - Rm3 | CENPRI | Rack - E2
229 |  |  |  | CON-CON_1121 | Paint, Primer, Epoxy, Gray, With Catalyst, 4L/gal | 486.9443 | 4 | 570 | gal/s | WH - Rm3 | CENPRI | Rack - E2
230 | Local |  |  | CON-CON_1122 | Paint, Primer, Metal, Red Oxide, 4L/gal | 181.25 | 0 | 377 | gal/s
231 |  |  |  | CON-CON_1123 | Rivets, Blind, Aluminum, 1/8" x 1/2" | 94 | 3 | 0 | box/s | WH - Rm3 | CENPRI | Rack - C4
232 |  |  |  | CON-CON_1124 | Rivets, Blind, Aluminum, 1/8" x 3/4" | 158.125 | 13 | 190 | box/s | WH - Rm3 | CENPRI | Rack - C4
233 |  |  |  | CON-CON_1125 | Roof Guard, Baguio Green | 379.3333 | 0 | 569 | gal/s
234 |  |  |  | CON-CON_1126 | Rope, Nylon, #300 | 206.6667 | 0 | 310 | roll/s
235 |  |  |  | CON-CON_1127 | Rust Converter, 4L/gal | 650.75 | 0 | 780 | gal/s
236 | Local |  |  | CON-CON_1128 | Sandpaper, G100 | 7 | 0 | 14 | sht/s
237 | Local |  |  | CON-CON_1129 | Sandpaper, G1000 | 8.8 | 26 | 11 | sht/s | WH - Rm3 | CENPRI | Rack - H1
238 | Local |  |  | CON-CON_1130 | Sandpaper, G120 | 10.4917 | 35 | 14 | sht/s | WH - Rm3 | CENPRI | Rack - H1
239 | Local |  |  | CON-CON_1131 | Sandpaper, G150 | 6.6667 | 7 | 10 | sht/s | WH - Rm3 | CENPRI | Rack - H1
240 |  |  |  | CON-CON_1132 | Sandpaper, G250 | 0 | 0 |  | sht/s
241 | Local |  |  | CON-CON_1133 | Sandpaper, G320 | 5 | 7 | 10 | sht/s
242 |  |  |  | CON-CON_1134 | Sandpaper, G320, 12" x 50m, Red | 0 | 0 |  | sht/s
243 |  |  |  | CON-CON_1135 | Sandpaper, G360 | 0 | 0 |  | sht/s
244 | Local |  |  | CON-CON_1136 | Sandpaper, G600 | 6.75 | 28 | 10 | sht/s | WH - Rm3 | CENPRI | Rack - H1
245 |  |  |  | CON-CON_1137 | Sandpaper, G600, 12" x 50yds, Red | 0 | 0 |  | roll/s | WH - Rm3 | CENPRI | Rack - H1
246 |  |  |  | CON-CON_1138 | Sandpaper, G80 | 22.4275 | 25 | 11 | sht/s | WH - Rm3 | CENPRI | Rack - H1
247 | Local |  |  | CON-CON_1139 | Sandpaper, G800, (Wet or Dry 518) | 5 | 0 | 10 | sht/s
248 | Local |  |  | CON-CON_1140 | Scraper, Industrial | 7.5 | 0 | 16 | pc/s
249 |  |  |  | CON-CON_1141 | Sealant, Roof | 1365.4 | 0 | 1655 | gal/s | WH - Rm3 | CENPRI | Rack - G1
250 |  |  |  | CON-CON_1142 | Sealant, Silicon | 94.19 | 0 | 130 | tube/s
251 |  |  |  | CON-CON_1143 | Sealer, Sanding, Lacquer | 94.75 | 0 | 149 | ltr/s
252 | Local |  |  | CON-CON_1144 | Stikwel | 27 | 0 | 36.5 | pack/s
253 | Local |  |  | CON-CON_1145 | Tape, Polytetrafluroethlyne (PTFE), Industrial, 1/2" (Teflon) | 14.5 | 0 | 15 | roll/s
254 | Local |  |  | CON-CON_1146 | Tape, Polytetrafluroethlyne (PTFE), Industrial, 3/4" (Teflon) | 18.0625 | 0 | 15 | roll/s | WH - Rm3 | CENPRI | Rack - D2
255 |  |  |  | CON-CON_1147 | Thinner, Acrylic, 4L/Gal | 288.2825 | 2 | 410 | gal/s | WH - Rm3 | CENPRI | Rack - G1
256 |  |  |  | CON-CON_1148 | Thinner, Lacquer | 205.7582 | 2 | 220 | gal/s | WH - Rm3 | CENPRI | Rack - E1
257 | Local |  |  | CON-CON_1149 | Thinner, Paint | 32.5 | 0 | 65 | ltr/s | WH - Rm3 | CENPRI | Rack - E1
258 | Local |  |  | CON-CON_1150 | Tig, Ceramic Cap, # 7 | 0 | 12 | 0 | pc/s | WH - Rm3 | CENPRI | Rack - F3
259 | Local |  |  | CON-CON_1151 | Tig, Ceramic Cap, #8 | 0 | 11 | 0 | pc/s | WH - Rm3 | CENPRI | Rack - F3
260 | Local |  |  | CON-CON_1152 | Tig, Collet Body, 2.4mm | 0 | 8 | 0 | pc/s | WH - Rm3 | CENPRI | Rack - F3
261 |  |  |  | CON-CON_1153 | Tig, Collet Body, 3.2mm | 0 | 0 |  | pc/s | WH - Rm3 | CENPRI | Rack - F3
262 | Local |  |  | CON-CON_1154 | Tig, Collet Tube, 2.4mm | 0 | 6 | 0 | pc/s | WH - Rm3 | CENPRI | Rack - F3
263 | Local |  |  | CON-CON_1155 | Tig, Collet Tube, 3.2mm | 0 | 0 | 0 | pc/s | WH - Rm3 | CENPRI | Rack - F3
264 | Local |  |  | CON-CON_1156 | Tig, Long Back Cap | 0 | 8 | 0 | pc/s | WH - Rm3 | CENPRI | Rack - F3
265 |  |  |  | CON-CON_1157 | Tig, Short Back Cap | 0 | 7 |  | pc/s | WH - Rm3 | CENPRI | Rack - F3
266 |  |  |  | CON-CON_1158 | Tox, Plastic, # 10 | 0 | 0 |  | pc/s
267 | Local |  |  | CON-CON_1159 | Tox, Plastic, # 4 | 0.25 | 0 | 0.5 | pc/s
268 |  |  |  | CON-CON_1160 | Tox, Plastic, # 5 | 0 | 0 |  | pc/s
269 | Local |  |  | CON-CON_1161 | Tox, Plastic, # 6 | 0.16667 | 0 | 0 | pc/s
270 | Local |  |  | CON-CON_1162 | Tox, Plastic, # 7 | 0.625 | 0 | 1.25 | pc/s
271 | Local |  |  | CON-CON_1163 | Tox, Plastic, # 8 | 0.66667 | 0 | 1 | pc/s
272 |  |  |  | CON-CON_1164 | Tray, Paint | 0 | 0 |  | pc/s
273 |  |  |  | CON-CON_1165 | Varnish Remover | 0 | 0 |  | gal/s
274 |  |  |  | CON-CON_1166 | Welding Cutting Tip, 2 | 0 | 0 |  | pc/s
275 |  |  |  | CON-CON_1167 | Welding Cutting Tip, 3 | 305.3333 | 0 | 550 | pc/s
276 |  |  |  | CON-CON_1168 | Welding Cutting Tip, 5 | 0 | 0 |  | pc/s
277 |  |  |  | CON-CON_1169 | Welding Cutting Tip, 7 | 0 | 0 |  | pc/s
278 | Local |  |  | CON-CON_1170 | Wheel, Cutting,Diamond, Thin Cut, 1.2mm x 20mm x 4" | 147.3333 | 0 | 182 | pc/s
279 | Local |  |  | CON-CON_1171 | Wheel, Cutting,Diamond, 1.8mm x 20mm x 4" | 130 | 2 | 260 | pc/s | WH - Rm3 | CENPRI | Rack - C2
280 |  |  |  | CON-CON_1172 | Wheel, Grinding, 200mm x 13mm x 32mm, White, Grain Size: 60/meduim, (for Spindle) | 0 | 0 |  | pc/s
281 |  |  |  | CON-CON_1173 | Wheel, Grinding, 25mm x 16mm x 16mm, White, Grain Size: 54/60/meduim, (for Valve Seat ) | 0 | 0 |  | pc/s
282 |  |  |  | CON-CON_1174 | Wheel, Grinding, Diamond Cup, 100mm x 4", (for Concrete) | 0 | 10 |  | pc/s | WH - Rm3 | CENPRI | Rack - C2
283 |  |  |  | CON-CON_1175 | Wheel, Grinding, 6mm x 5/8" x 1/2", Green, Fine Grit, (for Bench Grinder) | 0 | 0 |  | pc/s
284 |  |  |  | CON-CON_1176 | Wheel, Grinding, 6mm x 5/8" x 1/2", Green, Medium Grit, (for Bench Grinder) | 0 | 0 |  | pc/s
285 |  |  |  | CON-CON_1177 | Wheel, Grinding, 7", (for Concrete) | 0 | 0 |  | pc/s
286 |  |  |  | CON-CON_1178 | Sandpaper, G100 | 18 | 0 | 18 | sht/s | WH - Rm3 |  |  | Rack - B2
287 |  |  |  | CON-CON_1180 | Paint, Oil Wood Stain, Oak | 102.5 | 0 | 102.5 | ltr/s | WH - Rm3 | CENPRI
288 |  |  |  | CON-CON_1181 | Lacquer, Clear Gloss | 138.75 | 0 | 138.75 | ltr/s | WH - Rm3 | CENPRI
289 |  |  |  | CON-CON_1182 | Compound, Patching | 29 | 0 | 27 | kg/s | WH - Rm3 | CENPRI
290 |  |  |  | CON-CON_1184 | Paint, Epoxy Enamel, Emerald Green | 915 | 0 | 915 | gal/s | WH - Rm3 | CENPRI | Rack - G1
291 |  |  |  | CON-CON_1185 | Paint, Epoxy Enamel, Ultramarine Blue | 998 | 0 | 998 | gal/s | WH - Rm3 | CENPRI | Rack - G1
292 |  |  |  | CON-CON_1186 | Solvent, PVC, 500 C | 18 | 0 | 36 | can/s |  | CENPRI
293 |  |  |  | CON-CON_1187 | Paint, Enamel, Yellow, Liters | 163 | 0 | 163 | ltr/s | WH - Rm3 | CENPRI | Rack - G1
294 |  |  |  | CON-CON_1188 | Paint, Enamel, Aluminum | 365.3333 | 1 | 535 | gal/s | WH - Rm3 | CENPRI | Rack - G1
295 |  |  |  | CON-CON_1189 | Paint, Enamel, Aluminum, Liters |  | 0 |  | ltr/s | WH - Rm3 | CENPRI | Rack - G1
296 |  |  |  | CON-CON_1190 | Welding Cutting Tip, 1 | 392.2 | 0 | 550 | pc/s | WH - Rm3 | CENPRI | Rack - A3
297 |  |  |  | CON-CON_1191 | Rockwool Blanket , With Wire Mesh, 2" Thick x 0.6 meter x 5 meters, | 1697.5 | 0 | 1800 | roll/s | WH - Sec 2 | CENPRI
298 |  |  |  | CON-CON_1193 | Disc, Cutting, 14" | 114.5 | 2 | 192 | pc/s | WH - Rm3 | CENPRI | Rack - F2
299 |  |  |  | CON-CON_1194 | Rope, Nylon, 15mm | 29 | 0 | 29 | mtr/s | WH - Rm3 | CENPRI | Rack - F3
300 |  |  |  | CON-CON_1195 | Sandpaper, G180 | 18.25 | 7 | 10 | sht/s | WH - Rm3 | CENPRI | Rack - D2
301 |  |  |  | CON-CON_1196 | Hose, Twin, Cutting Outfit | 110 | 0 | 110 | mtr/s | WH - Rm3 | CENPRI
302 |  |  |  | CON-CON_1197 | Paint, Epoxy Enamel, w/ Catalyst, Caterpillar Yellow | 892.3333 | 0 | 915 | gal/s | WH - Rm3 | CENPRI | Rack - G1
303 |  |  |  | CON-CON_1198 | Cutting Tip Cleaner | 150 | 0 | 150 | set/s | WH - Rm3 | CENPRI | Rack - D2
304 |  |  |  | CON-CON_1199 | Disc, Grinding, 7" x 1/4" x 7/8" | 84 | 34 | 168 | pc/s | WH - Rm3 | CENPRI | Rack - E2
305 |  |  |  | CON-CON_1200 | Lumber, Good, S4S, 2" x 8" x 3 | 0 | 0 |  | pc/s
306 |  |  |  | CON-CON_1201 | Lumber, Coco, 2" x 2" x 10 ft | 81.5 | 0 | 80 | lgth/s | WH - Bldg. | CENPRI
307 |  |  |  | CON-CON_1202 | Rivets, Long Blind, Aluminum, 1/8" x 1/2" | 170 | 0 | 170 | box/s | WH - Rm3 | CENPRI | Rack - G2
308 | Local |  |  | CON-CON_1203 | Lumber, Coco, 2" x 4" x 10 ft | 166 | 0 | 166 | lgth/s | WH - Bldg. | CENPRI
309 | Local |  |  | CON-CON_1204 | Rope, Nylon, 3/4" | 38 | 0 | 38 | mtr/s | WH - Rm3 | CENPRI
310 | Local |  |  | CON-CON_1205 | Disc, Pencil Grinding, Cone Type, Ceramic, 1" dia x 3/8", | 31.5 | 0 | 31.5 | pc/s | WH - Rm3 | CENPRI
311 | Local |  |  | CON-CON_1206 | Paint, Orange | 100 | 0 | 100 | can/s | WH - Rm3 | CENPRI
312 | Local |  |  | CON-CON_1210 | Tile, Floor, Biege, 8" x 8" | 20 | 0 | 20 | pc/s | WH - Rm3 | CENPRI
313 | Local |  |  | CON-CON_1211 | Strainer, Floor Drain, 4" | 75 | 0 | 65 | pc/s | WH - Rm3 | CENPRI | Rack - A4
314 | Manila |  |  | CON-CON_1212 | Drill Bit, Metal, Tapered Shank, 22 mm | 2384 | 0 | 2384 | pc/s | WH - Rm3 | CENPRI | Rack - E1
315 | Local |  |  | CON-CON_1213 | Solvent, PVC, 100 C | 31 | 0 | 33 | can/s | WH - Rm3 | CENPRI
316 | Local |  |  | CON-CON_1214 | Tie Wire, 3/16, Gauge 8, 4 mm | 62.7 | 0 | 62.7 | kg/s | WH - Rm3 | CENPRI
317 | Manila |  |  | CON-CON_1215 | Rockwool Blanket , With Wire Mesh, 4" Thick, Size: 100mm T x 600mm W x 2.5 Meter L, Density : 60 kgs / cubic, 121 Square Meter is Equivalent To 81 Rolls | 2136.4 | 41 | 2136.4 | roll/s | WH - Bldg. | CENPRI
318 | Local |  |  | CON-CON_1216 | Drill Bit, 3/16 Inch Diameter | 71.9 | 0 | 56 | pc/s | WH - Rm3 | CENPRI | Rack - E2
319 | Local |  |  | CON-CON_1217 | Rivets, Blind, 3/16 Inch Diameter x 1/2 Inch | 475 | 0 | 475 | box/s | WH - Rm3 | CENPRI
320 | Local |  |  | CON-CON_1218 | Paint, Epoxy Enamel Top Coat, International Red | 988 | 0 | 863 | gal/s | WH - Rm3 | CENPRI
321 | Local |  |  | CON-CON_1219 | Paint, Epoxy Enamel Top Coat, White | 1010 | 0 | 1050 | gal/s | WH - Rm3 | CENPRI
322 | Local |  |  | CON-CON_1220 | Valve, Brass, Shower, 1/2" | 300 | 1 | 300 | pc/s | WH - Rm3 | CENPRI | Rack - C3
323 | Local |  |  | CON-CON_1221 | Shower Head | 380 | 1 | 380 | set/s | WH - Rm3 | CENPRI | Rack - C3
324 | Local |  |  | CON-CON_1222 | Paint, Epoxy Enamel, Battleship Gray | 932 | 2 | 915 | gal/s | WH - Rm3 | CENPRI | Rack - E2
325 | Local |  |  | CON-CON_1223 | Drill Bit, Metal, 14mm | 1235 | 0 | 1235 | pc/s | WH - Rm3 | CENPRI
326 | Local |  |  | CON-CON_1224 | Faucet, Urinal | 1180 | 0 | 1180 | pc/s | WH - Rm3 | CENPRI | Rack - C3
327 | Local |  |  | CON-CON_1225 | Valve, Angle, 1/2" x 1/2" | 152 | 0 | 152 | pc/s | WH - Rm3 | CENPRI
328 | Local |  |  | CON-CON_1226 | Hose, Flexible, 1/2" x 1/2" x 16" | 166.125 | 4 | 119.75 | pc/s | WH - Rm3 | CENPRI | Rack - D2
329 | Local |  |  | CON-CON_1227 | Faucet, Tap Water | 216 | 0 | 216 | pc/s | WH - Rm3 | CENPRI
330 | Local |  |  | CON-CON_1228 | Filler Rod, Silver | 18 | 0 | 18 | pc/s | WH - Rm3 | CENPRI
331 | Local |  |  | CON-CON_1229 | Screw, Metal, 1/4" | 0.81 | 0 | 0.81 | pc/s | WH - Rm3 | CENPRI
332 | Local |  |  | CON-CON_1230 | Screw, Metal , 6mm x 1" | 0.5 | 0 | 0.5 | pc/s | WH - Rm3 | CENPRI
333 | Local |  |  | CON-CON_1231 | Drill Bit, Masonry, 1/4" | 58.3333 | 0 | 41 | pc/s | WH - Rm3 | CENPRI
334 | Local |  |  | CON-CON_1232 | Drill Bit, Masonry, 3/16" | 88 | 0 | 88 | pc/s | WH - Rm3 | CENPRI
335 | Local |  |  | CON-CON_1233 | Screw, Metal, 10mm x 1/2" | 1.5 | 0 | 1.5 | pc/s | WH - Rm3 | CENPRI
336 | Local |  |  | CON-CON_1234 | Rivets, Blind, Aluminum, 5/32" x 1/2" | 280 | 0 | 260 | box/s | WH - Rm3 | CENPRI
337 | Local |  |  | CON-CON_1235 | Drill Bit, 5/32" | 44.5833 | 6 | 46 | pc/s | WH - Rm3 | CENPRI
338 | Local |  |  | CON-CON_1236 | Paint, Spray, Quick Drying, Orange, 400cc | 100 | 0 | 100 | can/s | WH - Rm1 | CENPRI
339 | Local |  |  | CON-CON_1237 | Screw, Metal, 10mm x 1-1/2" | 1.5 | 0 | 1.5 | pc/s | WH - Rm3 | CENPRI
340 | Local |  |  | CON-CON_1238 | Rope, Nylon, 1/2" | 18.83 | 0 | 18.83 | mtr/s | WH - Rm3 | CENPRI
341 | Local |  |  | CON-CON_1239 | Nail, U | 100 | 0 | 100 | kg/s | WH - Rm3 | CENPRI
342 | Local |  |  | CON-CON_1240 | Tie, Nylon, #20 | 70.8 | 2 | 70.8 | pack/s | WH - Rm3 | CENPRI | Rack - C3
343 | Local |  |  | CON-CON_1241 | Lumber, Coco, 2" x 3" x 10 ft | 60 | 0 | 120 | lgth/s | WH - Bldg. | CENPRI
344 | Local |  |  | CON-CON_1242 | Paint, Enamel, Crystal Blue, 1 Liter | 135 | 0 | 135 | ltr/s | WH - Rm3 | CENPRI
345 | Local |  |  | CON-CON_1243 | Paint, Enamel, Uni-Nile Green, 1 Liter | 135 | 0 | 135 | ltr/s | WH - Rm3 | CENPRI
346 | Local |  |  | CON-CON_1244 | Paint, Enamel, International Red, 1 Liter | 141 | 0 | 141 | ltr/s | WH - Rm3 | CENPRI
347 | Local |  |  | CON-CON_1245 | Paint, Enamel, Lemon Yellow, 1 Liter | 150 | 0 | 150 | ltr/s | WH - Rm3 | CENPRI
348 | Local |  |  | CON-CON_1246 | Paint, Enamel, Beige, 1 Liter | 140.5 | 0 | 140 | ltr/s | WH - Rm3 | CENPRI
349 | Local |  |  | CON-CON_1247 | Thinner, Paint, 350cc | 21 | 0 | 31 | bot/s | WH - Rm3 | CENPRI
350 | Local |  |  | CON-CON_1248 | Screw, Self-Drilling, 8mm x 2", (Tek Screw) / pcs | 0.9625 | 549 | 1.1 | pc/s | WH - Rm3 | CENPRI | Rack - C4
351 | Local |  |  | CON-CON_1249 | Brush, Circular, 6" | 180 | 0 | 180 | pc/s | WH - Rm3 | CENPRI
352 | Local |  |  | CON-CON_1250 | Rivets, Blind, Aluminum, 5/32" x 3/4" | 296.25 | 0 | 380 | box/s | WH - Rm3 | CENPRI
353 | Local |  |  | CON-CON_1251 | Screw with Tox Plastic ( as per sample ) | 9.765 | 0 | 18 | set/s | WH - Rm3 | CENPRI
354 | Local |  |  | CON-CON_1252 | Sealant, Roof, Pouch | 54.5 | 5 | 53 | pack/s | WH - Rm3 | CENPRI
355 | Local |  |  | CON-CON_1253 | Metal Polish | 155 | 0 | 175 | can/s | WH - Rm1 | CENPRI
356 | Local |  |  | CON-CON_1254 | Paint, Chlorinated Rubber Based Reflectorized For Traffic, White | 1097 | 0 | 1097 | gal/s | WH - Rm3 | CENPRI
357 | Local |  |  | CON-CON_1255 | Paint, Chlorinated Rubber Based Reflectorized For Traffic, Yellow | 1148 | 0 | 1148 | gal/s | WH - Rm3 | CENPRI
358 | Local |  |  | CON-CON_1256 | Thinner / Reducer, Chlorinated, 42 | 505 | 0 | 505 | gal/s | WH - Rm3 | CENPRI
359 | Local |  |  | CON-CON_1257 | Paint, Primer, Epoxy, Gray, With Catalyst, Liters | 180 | 0 | 180 | ltr/s | WH - Rm3 | CENPRI
360 | Local |  |  | CON-CON_1258 | Sealant, Roof, Liters | 468 | 0 | 468 | ltr/s | WH - Rm3 | CENPRI
361 | Local |  |  | CON-CON_1259 | Disc, Cutting, Super Thin, 4" x 0.040" x 5/8" | 19.4429 | 0 | 27.6 | pc/s | WH - Rm3 | CENPRI
362 | Local |  |  | CON-CON_1260 | Plywood, Ordinary, Marine, 3/4" x 4 x 8 | 1055 | 0 | 1055 | sht/s | WH - Rm3 | CENPRI
363 |  |  |  | CON-CON_1261 | Paint, Primer, Metal, Gray, 4L/gal |  | 0 |  | gal/s | WH - Rm3 | CENPRI
364 | Local |  |  | CON-CON_1262 | Bushing, BI, 1-1/2" x 3/4", Threaded | 0 | 0 | 0 | pc/s |  | CENPRI
365 | Local |  |  | CON-CON_1263 | Tee, Coupling, BI, Threaded, S-40, 1-1/2" | 0 | 0 | 0 | pc/s
366 | Local |  |  | CON-CON_1264 | Screw, (for hardiflex) | 1 | 0 | 1 | pc/s
367 | Local |  |  | CON-CON_1265 | Bolt, Full Thread, 5/32" x 1-5/8" | 10 | 0 | 10 | pc/s
368 | Local |  |  | CON-CON_1266 | Disc, Cutting, 4" x 1/4" x 5/8" | 44.9433 | 0 | 26.5 | pc/s | WH - Rm3 | CENPRI
369 | Local |  |  | CON-CON_1267 | Plywood, Ordinary, Marine, 1/4" x 4 x 8 | 290 | 0 | 290 | sht/s
370 |  |  |  | CON-CON_1268 | Paint, Epoxy Enamel Top Coat, Off White |  | 0 |  | gal/s
371 | Local |  |  | CON-CON_1269 | Bushing, BI, 1/2" x 3/4", Threaded | 0 | 0 | 0 | pc/s
372 | Local |  |  | CON-CON_1270 | Lumber, Good, Mahogany, S4S, 2" x 8" x 2ft | 186.5 | 0 | 173 | lgth/s
373 | Local |  |  | CON-CON_1271 | Paint, Lead, Red | 350 | 0 | 350 | gal/s | WH - Rm3 | CENPRI
374 | Local |  |  | CON-CON_1272 | Paint, Enamel, Dark Green | 447.5 | 0 | 447.5 | gal/s
375 | Local |  |  | CON-CON_1273 | Paint, Spray, Quick Drying, Black, 400cc | 120 | 0 | 120 | can/s | WH - Rm3 | CENPRI
376 | Local |  |  | CON-CON_1274 | Rod, Bronze, 1/8" | 580 | 0 | 580 | kg/s
377 | Local |  |  | CON-CON_1275 | Lumber, Good, Mahogany, 2" x 3" x 10 ft | 250 | 0 | 250 | lgth/s | WH - Bldg. | CENPRI
378 | Local |  |  | CON-CON_1276 | Nails, Finishing, 1" | 60.5 | 0 | 61 | kg/s
379 | Local |  |  | CON-CON_1277 | Flo, Lacquer | 159 | 0 | 159 | ltr/s
380 | Local |  |  | CON-CON_1278 | Plyboard, 3/4" x 4ft x 8ft | 1115 | 0 | 980 | sht/s
381 | Local |  |  | CON-CON_1279 | Paint, Lacquer, Orange Blaze | 870 | 2 | 880 | gal/s | WH - Rm3 | CENPRI | Rack - E2
382 | Local |  |  | CON-CON_1280 | Paint, Latex, White, Gloss | 540 | 0 | 540 | gal/s
383 | Local |  |  | CON-CON_1281 | Bolt, 3/16 x 1/2 | 0.55 | 0 | 0.55 | pc/s
384 | Local |  |  | CON-CON_1282 | Wool, Steel | 10 | 0 | 10 | pc/s | WH - Rm3 | CENPRI
385 | Local |  |  | CON-CON_1283 | Washer, Plain, 3/16 | 0.4 | 0 | 0.4 | pc/s
386 | Local |  |  | CON-CON_1284 | Plywood, Marine, 18mm x 4ft x 8ft | 1297.5 | 0 | 1150 | sht/s
387 | Local |  |  | CON-CON_1285 | Paint, Enamel, Apple Green | 525 | 0 | 525 | gal/s
388 | Local |  |  | CON-CON_1286 | Drill Bit, Metal, 14.2875mm (9/16") | 1312 | 0 | 1312 | pc/s
389 | Local |  |  | CON-CON_1287 | Drill Bit, Masonry, 1/2" (12mm) | 139.75 | 0 | 91 | pc/s
390 | Local |  |  | CON-CON_1288 | Drill Bit, Masonry, 3/8" | 75 | 0 | 75 | pc/s
391 | Local |  |  | CON-CON_1289 | Rope, Nylon, 6mm | 4 | 0 | 4 | mtr/s
392 | Local |  |  | CON-CON_1290 | Drill Bit , 1/16" / (1.5875mm) | 25 | 0 | 25 | pc/s
393 | Local |  |  | CON-CON_1291 | Stone, Grinding/ Mounted, Die Pencil, B-41 | 30 | 0 | 30 | pc/s
394 | Local |  |  | CON-CON_1292 | Paint, Spray, Quick Drying, Apple Green, 400cc | 100 | 0 | 100 | can/s | WH - Rm3 | CENPRI
395 | Local |  |  | CON-CON_1293 | Sealant, Roof, Water Stop 200ml | 375 | 0 | 375 | can/s
396 | Local |  |  | CON-CON_1294 | Paint, Rubberized, Latex, Whipple Blue | 515 | 0 | 515 | gal/s | WH - Rm3 | CENPRI
397 | Local |  |  | CON-CON_1295 | Lumber, Good, S4S, 2" x 2" x 10 ft | 185 | 0 | 185 | lgth/s | WH - Bldg. | CENPRI
398 | Local |  |  | CON-CON_1296 | Lumber, Good, S4S, 1" x 4" x 10 ft | 210 | 0 | 210 | lgth/s | WH - Bldg. | CENPRI
399 | Local |  |  | CON-CON_1297 | Lumber, Good, S4S, 1" x 2" x 10 ft | 93 | 0 | 93 | lgth/s | WH - Bldg. | CENPRI
400 | Local |  |  | CON-CON_1298 | Paint, Oil Wood Stain, Walnut | 112 | 0 | 112 | ltr/s | WH - Rm3 | CENPRI
401 | Local |  |  | CON-CON_1299 | Thinner, Lacquer, bot, 300ml | 32 | 0 | 32 | bot/s
402 | Local |  |  | CON-CON_1300 | Screw, Self-Drilling, 8mm x 1", (Tek Screw) / pcs | 1.5 | 0 | 1.5 | pc/s
403 | Local |  |  | CON-CON_1301 | Screw, Self-Drilling, 8mm x 1-1/2", (Tek Screw) / pcs | 1.5 | 0 | 1.5 | pc/s
404 | Local |  |  | CON-CON_1302 | Tingting Color, Lamp Black in Oil, 80ml | 43 | 0 | 43 | can/s
405 | Local |  |  | CON-CON_1303 | Tingting Color, Venetian Red in Oil, 80ml | 46 | 0 | 46 | can/s
406 | Local |  |  | CON-CON_1304 | Sealer, Sanding, Lacquer, Gal | 537.6 | 0 | 525.2 | gal/s | WH - Rm3 | CENPRI
407 | Local |  |  | CON-CON_1305 | Drill bit, Concrete, 6.5mm | 83.3 | 0 | 83.3 | pc/s
408 | Local |  |  | CON-CON_1306 | Screw, Metal , 4mm x 1" -L | 0.75 | 0 | 0 | pc/s
409 | Local |  |  | CON-CON_1307 | Paint, Enamel, Uni-Nile Green | 483 | 1 | 483 | gal/s | WH - Rm3 | CENPRI | Rack - E2
410 |  |  |  | CON-CON_1308 | Tile, Floor, Ivory, 10" x 24" | 0 | 0 |  | pc/s | WH - Rm3 | CENPRI
411 |  |  |  | CON-CON_1309 | Tile, Floor, Biege, 16" x 16" | 0 | 0 |  | pc/s | WH - Rm3 | CENPRI
412 |  |  |  | CON-CON_1310 | Tile, Floor, Ivory, 16" x 16" | 0 | 0 |  | pc/s | WH - Rm3 | CENPRI
413 |  |  |  | CON-CON_1311 | Tile, Floor, Ivory, 8" x 8" | 0 | 10 |  | pc/s | WH - Rm3 | CENPRI
414 | Local |  |  | CON-CON_1312 | Paint, Touch-Up, Green | 0 | 0 | 0 | bot/s | WH - Bldg. | CENPRI
415 | Local |  |  | CON-CON_1313 | Paint, Touch-Up, White | 0 | 0 | 0 | bot/s | WH - Bldg. | CENPRI
416 | Local |  |  | CON-CON_1314 | Thinner, Acrylic | 0 | 0 | 0 | bot/s | WH - Bldg. | CENPRI
417 | Local |  |  | CON-CON_1315 | Thinner, Paint, Gal | 166.6667 | 3 | 240 | gal/s | WH - Rm3 | CENPRI | Rack - E1
418 | Local |  |  | CON-CON_1317 | Bar, Angle, MS, 5mm x 1" x 20 ft | 427.425 | 12 | 422.5 | lgth/s | WH - Bldg. | CENPRI
419 | Local |  |  | CON-CON_1318 | Valve, Angle, SS, 1/2" x 1/2" | 210 | 0 | 210 | pc/s
420 | Local |  |  | CON-CON_1319 | Drill Bit, Masonry, 5/16" (8mm) | 51 | 0 | 51 | pc/s
421 | Local |  |  | CON-CON_1320 | Lumber, Good, S4S, 2" x 2" x 8ft | 154 | 0 | 154 | lgth/s
422 | Local |  |  | CON-CON_1321 | Lumber, Good, S4S, 1" x 4" x 6ft | 96 | 0 | 96 | lgth/s
423 | Local |  |  | CON-CON_1322 | Lumber, Good, S4S, 1" x 4" x 8ft | 154 | 0 | 154 | lgth/s
424 | Local |  |  | CON-CON_1323 | Lumber, Good, S4S, 1" x 2" x 8ft | 72 | 0 | 72 | lgth/s
425 | Local |  |  | CON-CON_1324 | Gravel, Packs | 0 | 0 | 0 | bag/s
426 | Local |  |  | CON-CON_1325 | Faucet, Basin | 284.5 | 0 | 284.5 | set/s | WH - Rm3 | CENPRI | Rack - C3
427 | Local |  |  | CON-CON_1326 | Paint, Epoxy Enamel, Nile Green | 916 | 0 | 916 | gal/s
428 | Local |  |  | CON-CON_1327 | Trip Lever w/ Handle | 96 | 0 | 96 | set/s
429 | Local |  |  | CON-CON_1328 | Bushing, Coupling, BI, Inside Thread, 1" Dia. | 60 | 0 | 60 | pc/s
430 |  |  |  | CON-CON_1328 | Brush, Coarse Wire Wheel, 1/4" Hex Shank, 1-1/2" | 0 | 4 |  | pc/s | WH - Rm3 | CENPRI | Rack - C2
431 |  |  |  | CON-CON_1328 | Brush, Wheel, Crimped, 1/4" Hex Shank, 1" | 0 | 0 |  | pc/s | WH - Rm3 | CENPRI | Rack - C2
432 |  |  |  | CON-CON_1328 | Brush, Wheel, Crimped, 1/4" Hex Shank, 2" | 0 | 0 |  | pc/s | WH - Rm3 | CENPRI | Rack - C2
433 |  |  |  | CON-CON_1328 | Brush, Wheel, Crimped, 1/4" Hex Shank, 3" | 0 | 0 |  | pc/s | WH - Rm3 | CENPRI | Rack - C2
434 | Local |  |  | CON-CON_1329 | Bowl, Toilet | 500 | 0 | 500 | pc/s
435 | Local |  |  | CON-CON_1330 | Rivets, Blind, Aluminum, 5/32" x 1" | 430 | 1 | 430 | box/s | WH - Rm3 | CENPRI | Rack - C4
436 | Local |  |  | CON-CON_1331 | Tarp Foil, Insulator, Roof, Single, 1 mtr - Width x 50mtr | 1750 | 0 | 1750 | roll/s | WH - Rm3 | CENPRI
437 |  |  |  | CON-CON_1332 | Glass Block, Parallel Pattern, 190mm x 190mm x 80mm | 0 | 148 |  | pc/s | WH - Rm3 | CENPRI
438 | Local |  |  | CON-CON_1333 | Adaptor, Coupler, Male, PE, 1-1/2" | 167.4 | 0 | 167.4 | pc/s | WH - Rm3 | CENPRI | Rack - B1
439 | Local |  |  | CON-CON_1334 | Paint, Enamel, Uni-Apple Green | 483 | 0 | 483 | gal/s | WH - Rm3 | CENPRI | Rack - E1
440 | Local |  |  | CON-CON_1335 | Tiles, 20 x 30 cm, Romano Classic, Code: LP2109 | 14.5 | 0 | 14.5 | pc/s | WH - Rm3 | CENPRI | Pallet Rack
441 | Local |  |  | CON-CON_1336 | Tiles, Trim, Color Brown | 35 | 0 | 35 | lgth/s
442 | Local |  |  | CON-CON_1337 | Sandpaper, G80, 50 ft | 2850 | 0 | 2850 | roll/s | WH - Rm3 | CENPRI | Rack - H1
443 |  |  |  | CON-CON_1338 | Tarp Foil, Insulator, Roof, Single, 1 mtr - Width | 0 | 0 |  | mtr/s | WH - Rm3 | CENPRI | Rack - O1
444 | Local |  |  | CON-CON_1339 | Solvent, PVC, 400 CC | 130 | 0 | 130 | can/s | WH - Rm3 | CENPRI | Rack - D2
445 | Local |  |  | CON-CON_1340 | Paint, Spray, White, 300ml | 92 | 0 | 92 | can/s
446 | Local |  |  | CON-CON_1341 | Tingting Color, Hansa Yellow in Oil, 1/4 Ltr | 90.2 | 0 | 90.2 | can/s | WH - Rm3 | CENPRI | Rack - D1
447 | Local |  |  | CON-CON_1342 | Tingting Color, Lamp Black in Oil, 1/4 Ltr | 55 | 0 | 55 | can/s | WH - Rm3 | CENPRI | Rack - D1
448 | Local |  |  | CON-CON_1343 | Tingting Color, Venetian Red in Oil, 1/4 Ltr | 55 | 0 | 55 | can/s | WH - Rm3 | CENPRI | Rack - D1
449 | Local |  |  | CON-CON_1344 | Filler, Wood, Fulla Tite | 189 | 0 | 189 | ltr/s | WH - Rm3 | CENPRI | Rack - D1
450 | Local |  |  | CON-CON_1345 | Lock, Cabinet, Wafer Type, Flat Key | 48 | 0 | 48 | pc/s | WH - Rm3 | CENPRI | Rack - D1
451 | Manila |  |  | CON-CON_1346 | Silver Brazing Rod, N-Ag 5R | 6349 | 3 | 6349 | box/s | WH - Rm3 | CENPRI | Rack - H3
452 | Local |  |  | CON-CON_1347 | Drill Bit, High Speed Steel, 1/16" | 25 | 0 | 25 | pc/s | WH - Rm3 | CENPRI | Rack - C3
453 | Local |  |  | CON-CON_1348 | Drill Bit, High Speed Steel, 3/16" | 65.75 | 2 | 83.5 | pc/s | WH - Rm3 | CENPRI | Rack - C3
454 | Local |  |  | CON-CON_1349 | Sandpaper, G300 | 12 | 5 | 12 | sht/s | WH - Rm3 | CENPRI | Rack - H1
455 | Local |  |  | CON-CON_1350 | Screw, Metal w/tox, 8mm x 2", #6 | 1.1 | 150 | 1.1 | set/s | WH - Rm3 | CENPRI | Rack - C4
456 | Local |  |  | CON-CON_1351 | Screw, Metal w/ Tox, 3.5mm x 1-1/2" | 2 | 50 | 2 | set/s | WH - Rm3 | CENPRI | Rack - C4
457 | Local |  |  | CON-CON_1352 | Stone, Sharpening, 108 "S" Combination, 8" x 2" x 1" | 120 | 1 | 120 | pc/s | WH - Rm3 | CENPRI | Rack - D1
458 | Local |  |  | CON-CON_1353 | Skim Coat, Putty, White, 20kg/bag | 460 | 2 | 460 | bag/s | WH - Rm3 | CENPRI
459 | Local |  |  | CON-CON_1354 | Sandpaper, G240 | 10 | 10 | 10 | sht/s | WH - Rm3 | CENPRI | Rack - D1
460 | Local |  |  | CON-CON_1355 | Nails, For Hardiflex | 99 | 2 | 99 | kg/s | WH - Rm3 | CENPRI | Rack - D3
461 | Local |  |  | CON-CON_1356 | Paint Remover | 58 | 0 | 58 | bot/s | WH - Rm3 | CENPRI | Rack - E1
462 |  |  |  | CON-CON_6373 | Drill bit, Concrete, 1/4" | 21 | 0 | 21 | pc/s | WH - Rm3 |  | Rack - E1
463 |  |  |  | CON-CON_6374 | Screw, Wood, 3/16 x 1" | 0.93333 | 0 | 0.8 | pc/s | WH - Rm3 |  | Rack - E1
464 |  |  |  | CON-CON_6375 | Nails, Finishing, 2" | 68 | 0 | 54 | kg/s | WH - Rm3 |  | Rack - E1
465 |  |  |  | CON-CON_6376 | Lumber, Mahogany, 2" x 2" x 8 | 77 | 0 | 154 | pc/s
466 |  |  |  | CON-CON_6377 | Lumber, Mahogany, 2" x 4" x 6 | 0 | 0 |  | pc/s
467 |  |  |  | CON-CON_6378 | Lumber, Mahogany, 8" x 8" x 6 | 0 | 0 |  | pc/s
468 |  |  |  | CON-CON_6379 | Lumber, Mahogany, 2" x 2" x 6 | 110 | 0 | 110 | pc/s |  | CENPRI
469 |  |  |  | CON-CON_6380 | Lumber, Mahogany/Good Lumber, SxS, 1" x 2" x 8ft | 75.175 | 0 | 73.35 | pc/s |  | CENPRI
470 |  |  |  | CON-CON_6381 | Lumber, Coco, 2" x 2" x 8 ft | 66 | 0 | 66 | lgth/s | WH - Bldg. | CENPRI
471 | Local |  |  | CON-CON_6382 | Faucet, Water, Brass, 1/2" | 145.5 | 0 | 102 | pc/s | WH - Rm3 | CENPRI | Rack - A4
472 | Local |  |  | CON-CON_6383 | Strainer, Lavatory, Stainless Steel | 85 | 0 | 85 | pc/s | WH - Rm3 | CENPRI | Rack - A4
473 |  |  |  | CON-EIC_1005 | Alcohol, Denatured | 63 | 0 | 80 | ltr/s
474 |  |  |  | CON-EIC_1006 | Battery Pack, 12V, UPS12-370R MRX (Non Spillable) | 0 | 0 |  | pc/s
475 |  |  |  | CON-EIC_1007 | Battery Pack, 12Vdc | 0 | 0 |  | pc/s
476 |  |  |  | CON-EIC_1008 | Battery Pack, 18V | 0 | 0 |  | pc/s
477 |  |  |  | CON-EIC_1009 | Battery Pack, 6Vdc | 0 | 0 |  | pc/s
478 |  |  |  | CON-EIC_1010 | Battery, 35MF | 0 | 0 |  | unit/s
479 |  |  |  | CON-EIC_1011 | Battery, AA | 48.4712 | 0 | 53 | pack/s
480 |  |  |  | CON-EIC_1012 | Battery, AAA | 58.4375 | 0 | 28 | pack/s
481 | Local |  |  | CON-EIC_1013 | Battery, C+ | 15.5 | 0 | 31 | pc/s
482 |  |  |  | CON-EIC_1014 | Battery, Heavy Duty, 12V, 2DN120L, F51L (Truck Master) | 5200 | 0 | 7800 | unit/s
483 |  |  |  | CON-EIC_1015 | Battery, Lithium, 3V | 0 | 0 |  | pc/s
484 | Local |  |  | CON-EIC_1016 | Battery, Snap, 9V | 91.765 | 13 | 190 | pc/s | WH - Rm3 | CENPRI | Rack - C3
485 |  |  |  | CON-EIC_1017 | Battery, Sony | 0 | 0 |  | pc/s
486 |  |  |  | CON-EIC_1018 | Bulb, 125Vdc, 0.3A | 0 | 0 |  | pc/s
487 |  |  |  | CON-EIC_1019 | Bulb, 24Vdc, 0.3A | 0 | 0 |  | pc/s
488 |  |  |  | CON-EIC_1020 | Bulb, Bayonet, 3.6V | 0 | 6 |  | pc/s | WH - Rm3 | CENPRI | Rack - A3
489 |  |  |  | CON-EIC_1021 | Bulb, CFL, 18W | 0 | 0 |  | pc/s
490 |  |  |  | CON-EIC_1022 | Bulb, Emergency Light | 0 | 0 |  | pc/s
491 |  |  |  | CON-EIC_1023 | Bulb, LED, 15W | 0 | 0 |  | pc/s
492 |  |  |  | CON-EIC_1024 | Bulb, LED, 18W | 0 | 0 |  | pc/s
493 |  |  |  | CON-EIC_1025 | Bulb, LED, 30 Watts, 220-240 Volts | 306 | 0 | 612 | pc/s
494 |  |  |  | CON-EIC_1026 | Bulb, LED, Light, 18W | 0 | 0 |  | pc/s
495 |  |  |  | CON-EIC_1027 | Bulb, Spiral, 60W | 0 | 0 |  | pc/s
496 |  |  |  | CON-EIC_1028 | Cleaner, Contact, Specialist, Fast Drying | 207.5 | 1 | 310 | can/s | WH - Rm3 | CENPRI | Rack - C3
497 |  |  |  | CON-EIC_1029 | End Caps, Wire, Vinyl, V-5.5 | 0 | 99 |  | pc/s | WH - Rm1 | CENPRI | Rack - A4
498 | Local |  |  | CON-EIC_1030 | Flourescent, Holder | 4 | 0 | 8 | pair/s
499 |  |  |  | CON-EIC_1031 | Flourescent, Holder with Tube, 18W | 0 | 0 |  | set/s
500 |  |  |  | CON-EIC_1032 | Flourescent, Tube, 220Vac, 18W | 0 | 0 |  | tube/s
501 | Local |  |  | CON-EIC_1033 | Flourescent, Tube, 220Vac, 36W | 45.6667 | 0 | 75 | tube/s
502 |  |  |  | CON-EIC_1034 | Flourescent, Tube, 220Vac, 40W | 52 | 0 | 78 | tube/s
503 |  |  |  | CON-EIC_1035 | Flourescent, Tube, 8W, T5 | 0 | 0 |  | pc/s
504 |  |  |  | CON-EIC_1036 | Fluid, Red Gauge, 1oz, (Dwyer) | 0 | 3 |  | bot/s | WH - Rm3 | CENPRI | Rack - H1
505 |  |  |  | CON-EIC_1037 | Fluorescent, Ballast, 220Vac, 18W | 0 | 0 |  | pc/s
506 |  |  |  | CON-EIC_1038 | Fluorescent, Ballast, 220Vac, 36W | 0 | 0 |  | pc/s
507 | Local |  |  | CON-EIC_1039 | Fluorescent, Ballast, 220Vac, 40W | 72.5 | 0 | 145 | pc/s
508 |  |  |  | CON-EIC_1040 | Fluorescent, Starter, FSU, 4-65 Watts | 14.8 | 0 | 7 | pc/s
509 |  |  |  | CON-EIC_1041 | Fuse Link, 500Vac | 0 | 10 |  | pc/s | WH - Rm3 | CENPRI | Rack - A4
510 |  |  |  | CON-EIC_1042 | Fuse, 15.5kV | 0 | 0 |  | pc/s
511 |  |  |  | CON-EIC_1043 | Fuse, Cartridge, 5A | 0 | 0 |  | pc/s
512 |  |  |  | CON-EIC_1044 | Fuse, Miniature, 0.5A | 0 | 0 |  | pc/s
513 |  |  |  | CON-EIC_1045 | Grease, Electrical Contact | 0 | 0 |  | kg/s
514 |  |  |  | CON-EIC_1046 | Grease, Electrical, Insulating, Silicon | 0 | 0 |  | kg/s
515 |  |  |  | CON-EIC_1047 | Indicating, Lamp, 120V, Green | 0 | 0 |  | pc/s
516 |  |  |  | CON-EIC_1048 | Lamp, 20W, Midrange | 0 | 0 |  | pc/s
517 |  |  |  | CON-EIC_1049 | Lamp, Halogen | 0 | 0 |  | pc/s
518 |  |  |  | CON-EIC_1050 | Lamp, High Sodium | 0 | 0 |  | pc/s
519 |  |  |  | CON-EIC_1051 | Lamp, Indicating, 120V, Red | 0 | 0 |  | pc/s
520 |  |  |  | CON-EIC_1052 | Lamp, Indicating, 125Vdc, 0.3A | 0 | 0 |  | pc/s
521 |  |  |  | CON-EIC_1053 | Lamp, Indicating, 230VAC, Green, Z-BV6 | 0 | 15 |  | pc/s | WH - Rm3 | CENPRI | Rack - A1
522 |  |  |  | CON-EIC_1054 | Lamp, Indicating, 230VAC, Red, Z-BV6 | 0 | 18 |  | pc/s | WH - Rm3 | CENPRI | Rack - A1
523 |  |  |  | CON-EIC_1055 | Lamp, Indicating, 24Vdc, 0.3A | 0 | 0 |  | pc/s
524 |  |  |  | CON-EIC_1056 | Lamp, Infrared | 0 | 0 |  | pc/s
525 | Manila |  |  | CON-EIC_1057 | Lamp, Metal Halide, Tubular, 400W, 36000 Lm, Cool White | 810 | 7 | 1620 | pc/s | WH - Rm3 | CENPRI | Rack - A3
526 | Local |  |  | CON-EIC_1058 | Lead, Soldering | 201.6667 | 0 | 350 | roll/s
527 |  |  |  | CON-EIC_1059 | Lubricant, Contact, Electrical, 500g | 0 | 0 |  | bot/s
528 | Local |  |  | CON-EIC_1060 | Mylar Film #7 | 27.5 | 0 | 55 | sht/s | WH - Rm3 | CENPRI
529 |  |  |  | CON-EIC_1061 | Tape, Polytetrafluroethlyne (PTFE), High Heat, Yellow Gas Line, 1" (Teflon) | 0 | 0 |  | roll/s
530 |  |  |  | CON-EIC_1062 | Tape, Rubber, 130?C | 0 | 0 |  | roll/s
531 |  |  |  | CON-EIC_1063 | Tape, Vinyl, Electrical | 31.375 | -3 | 34 | roll/s
532 |  |  |  | CON-EIC_1064 | Tape, Vinyl, Electrical, Big | 30.0285 | 6 | 35 | roll/s | WH - Rm3 | CENPRI | Rack - D2
533 | Manila |  |  | CON-EIC_1065 | Tape, Vinyl, Self Laminating, Black on Yellow (for Brady) | 1430.4 | 1 | 2145.6 | cart/s | WH - Rm3 | CENPRI | Rack - D2
534 |  |  |  | CON-EIC_1066 | Tie, Cable, 3.6mm x 150mm | 21 | 0 | 42 | pc/s
535 |  |  |  | CON-EIC_1067 | Tie, Cable, 3.6mm x 250mm | 0 | 0 |  | pc/s
536 | Local |  |  | CON-EIC_1068 | Tie, Cable, 3mm x 100mm | 0.232 | 0 | 0 | pc/s
537 |  |  |  | CON-EIC_1069 | Tie, Cable, 3mm x 150mm | 0.74 | -150 | 1 | pc/s
538 |  |  |  | CON-EIC_1070 | Tie, Cable, 3mm x 200mm | 0 | 0 |  | pc/s
539 | Local |  |  | CON-EIC_1071 | Tie, Cable, 4mm x 150mm | 0.26 | 100 | 0.38 | pc/s
540 | Local |  |  | CON-EIC_1072 | Tie, Cable, 4mm x 200mm | 0.8 | 0 | 1.6 | pc/s
541 | Local |  |  | CON-EIC_1073 | Tie, Cable, 4mm x 250mm | 0.96333 | 0 | 1.99 | pc/s
542 |  |  |  | CON-EIC_1074 | Tie, Cable, 5mm x 150mm | 0 | 0 |  | pc/s
543 | Local |  |  | CON-EIC_1075 | Tie, Cable, 5mm x 200mm | 0.782 | 100 | 0.77 | pc/s
544 |  |  |  | CON-EIC_1076 | Tie, Cable, 5mm x 250mm | 18.54 | 0 | 1 | pc/s
545 | Local |  |  | CON-EIC_1077 | Tie, Cable, 5mm x 350mm | 1.37 | 0 | 2.74 | pc/s
546 | Local |  |  | CON-EIC_1078 | Tie, Cable, 8mm x 450mm | 3.1133 | 50 | 4.67 | pc/s
547 | Local |  |  | CON-EIC_1079 | Tie, Mounting, 1" x 1" | 3 | 0 | 4 | pc/s
548 | Local |  |  | CON-EIC_1080 | Tie, Mounting, 1/2" x 1/2" | 1 | 0 | 2 | pc/s
549 |  |  |  | CON-EIC_1081 | Tie, Mounting, 3/4" x 3/4" | 90 | 0 | 180 | pack/s
550 |  |  |  | CON-EIC_1082 | Tie, Spiral, Plastic, 1/2", Off-White | 0 | 0 |  | mtr/s
551 |  |  |  | CON-EIC_1083 | Tie, Spiral, Metal, 1.5M | 0 | 32 |  | pc/s | WH - Rm3 | CENPRI | Side Wall
552 | Local |  |  | CON-EIC_1084 | Varnish, Electrical Insulating, Red | 900 | 2 | 1350 | can/s | WH - Rm3 | CENPRI | Rack - E1
553 |  |  |  | CON-EIC_1085 | Wire, Magnet, #18 | 0 | 0 |  | kg/s
554 |  |  |  | CON-EIC_1086 | Wire, Magnet, #26 | 0 | 0 |  | kg/s
555 |  |  |  | CON-EIC_1088 | Pipe, PVC, Electrical Conduit, 20 mm x 1/2" x 10ft | 57.875 | 0 | 58 | lgth/s | WH - Rm3 | CENPRI
556 |  |  |  | CON-EIC_1089 | Clamp, PVC, w/ Nail, 1/2" | 1.3625 | 0 | 1.35 | pc/s | WH - Rm3 | CENPRI | Rack - D2
557 |  |  |  | CON-EIC_1090 | Bulb, LED, 3W | 83.75 | 0 | 47.5 | pc/s | WH - Rm3 | CENPRI | Rack - B2
558 |  |  |  | CON-EIC_1091 | Receptacle, Plastic, Ceiling, E27, 2 1/4" | 20 | 0 | 20 | pc/s | WH - Rm3 | CENPRI | Rack - B2
559 |  |  |  | CON-EIC_1092 | Tie, Spiral, Plastic, 12 mm x 10 meters, Black | 18 | 10 | 18 | mtr/s | WH - Rm3 | CENPRI | Rack - A2
560 |  |  |  | CON-EIC_1093 | Tie, Cable, 2.5mm x 100mm | 18 | 0 | 18 | pc/s | WH - Rm3 | CENPRI | Rack - E3
561 |  |  |  | CON-EIC_1094 | CFL, Spiral, Daylight, 65W, 220V, Cool White with Receptacle | 325 | 0 | 325 | pc/s | WH - Rm3 | CENPRI | Rack - E2
562 |  |  |  | CON-EIC_1095 | Flood Lights, LED, Industrial Outdoor Type (Weatherproof), Warm White, 50W, 220V | 1200 | 0 | 1200 | pc/s | WH - Rm3 | CENPRI | Rack - E2
563 |  |  |  | CON-EIC_1096 | Flood Lights, LED, Industrial Explosion Proof Outdoor Type (Weatherproof), Warm White, 50W, 220V |  | 0 |  | pc/s | WH - Rm3 | CENPRI | Rack - E2
564 |  |  |  | CON-EIC_1097 | Socket, Ceiling Type | 25 | 0 | 25 | pc/s | WH - Rm3 | CENPRI | Rack - D2
565 |  |  |  | CON-EIC_1098 | Tie, Cable, 2.5mm x 120mm | 0.42 | 0 | 0 | pc/s | WH - Rm3 | CENPRI | Rack - E2
566 |  |  |  | CON-EIC_1099 | Pipe, High-density polyethylene (HDPE), 1/2" Standard Gauge | 34 | 0 | 34 | mtr/s | WH - Rm1 | CENPRI
567 |  |  |  | CON-EIC_1100 | Clamp, Conduit Pipe, GI, 1/2" | 7 | 0 | 7 | pc/s | WH - Rm3 | CENPRI | Rack - E2
568 |  |  |  | CON-EIC_1101 | Alcohol, Denatured, Gals | 240 | 0 | 240 | gal/s | WH - Rm3 | CENPRI | Rack - E3
569 |  |  |  | CON-EIC_1102 | Battery, 12V 100AH, DC, 330mm L, 171mm W, 215mm H, 32kgs, Part No: 6FM100-X | 7006 | 2 | 14000 | unit/s | WH - Rm3 | CENPRI | Rack - C4
570 | Local |  |  | CON-EIC_1103 | Bulb, LED, 1W, 60 Lumens, Yellow | 60 | 0 | 60 | pc/s | WH - Rm3 | CENPRI | Rack - E2
571 | Local |  |  | CON-EIC_1104 | Bulb, LED, 1W, 60 Lumens, Green | 60 | 0 | 60 | pc/s | WH - Rm3 | CENPRI | Rack - E2
572 |  |  |  | CON-EIC_1105 | Bulb, LED, Green, 12V, 48 cm |  | 0 |  | pc/s | WH - Rm3 | CENPRI | Rack - E2
573 |  |  |  | CON-EIC_1106 | Bulb, LED, Red, 12V, 48 cm |  | 0 |  | pc/s | WH - Rm3 | CENPRI | Rack - E2
574 |  |  |  | CON-EIC_1107 | Bulb, LED, Red, 12V, 72 cm |  | 0 |  | pc/s | WH - Rm3 | CENPRI | Rack - E2
575 | Local |  |  | CON-EIC_1108 | Rope Light, LED, Warm White, 220 Volts | 29 | 0 | 29 | mtr/s | WH - Rm1 | CENPRI
576 | Local |  |  | CON-EIC_1109 | Rope Light, LED, Red, 220 Volts | 36 | 0 | 36 | mtr/s | WH - Rm1 | CENPRI
577 | Local |  |  | CON-EIC_1110 | Connector, for LED Rope Light | 60 | 0 | 60 | pc/s | WH - Rm1 | CENPRI
578 | Local |  |  | CON-EIC_1111 | LED Light Strip Auto, White/Warm, 220 Volts | 150 | 0 | 150 | mtr/s | WH - Rm1 | CENPRI
579 | Local |  |  | CON-EIC_1112 | Bulb, Incandescent, Red, 10 Watts, 220 Volts | 13.75 | 0 | 13.75 | pc/s | WH - Rm1 | CENPRI
580 | Local |  |  | CON-EIC_1113 | Bulb, Incandescent, Green, 10 Watts, 220 Volts | 13.75 | 0 | 13.75 | pc/s | WH - Rm1 | CENPRI
581 | Local |  |  | CON-EIC_1114 | Bulb, Incandescent, Yellow, 10 Watts, 220 Volts | 13.75 | 0 | 13.75 | pc/s | WH - Rm1 | CENPRI
582 | Local |  |  | CON-EIC_1115 | Bulb, Incandescent, Blue, 10 Watts, 220 Volts | 13.75 | 0 | 13.75 | pc/s | WH - Rm1 | CENPRI
583 | Local |  |  | CON-EIC_1116 | Bulb, Incandescent, Orange, 10 Watts, 220 Volts | 13.75 | 0 | 13.75 | pc/s | WH - Rm1 | CENPRI
584 | Local |  |  | CON-EIC_1117 | Flood Lights, LED, Warm White, 200W, 265V | 5616 | 0 | 5616 | set/s | WH - Rm1 | CENPRI
585 | Local |  |  | CON-EIC_1118 | Tape, Electrical, Rubber, Self Fusing | 112.5 | -2 | 106.5 | roll/s | WH - Rm1 | CENPRI
586 | Local |  |  | CON-EIC_1119 | Screw, MS 10 x 1-1/4" | 1.75 | 0 | 1.75 | pc/s | WH - Rm1 | CENPRI
587 | Local |  |  | CON-EIC_1120 | Screw, MS 4 x 1/2" | 0.75 | 0 | 0.75 | pc/s | WH - Rm1 | CENPRI
588 | Local |  |  | CON-EIC_1121 | Drill Bit, 1/8" | 49.7083 | 30 | 22 | pc/s | WH - Rm3 | CENPRI | Rack - C3
589 | Local |  |  | CON-EIC_1122 | Drill Bit, 1/4" | 75.5625 | 2 | 127.25 | pc/s | WH - Rm1 | CENPRI
590 | Local |  |  | CON-EIC_1123 | Body Filler | 220 | 0 | 220 | can/s | WH - Rm1 | CENPRI
591 | Local |  |  | CON-EIC_1124 | Rubbing Compound | 65 | 0 | 65 | pc/s | WH - Rm1 | CENPRI
592 | Local |  |  | CON-EIC_1125 | Battery, AA per pc | 43.496 | 9 | 49 | pc/s | WH - Rm1 | CENPRI
593 | Local |  |  | CON-EIC_1126 | Tie, Cable, 5mm x 300mm | 2.24 | 0 | 2.24 | pc/s | WH - Rm1 | CENPRI
594 | Local |  |  | CON-EIC_1127 | Bulb, LED, 14 Watts, 220-240 Volts | 182.085 | 0 | 218.5 | pc/s | WH - Rm1 | CENPRI
595 | Local |  |  | CON-EIC_1128 | Bulb, LED, 7 Watts, 220-240 Volts | 80 | 0 | 80 | pc/s | WH - Rm1 | CENPRI
596 | Local |  |  | CON-EIC_1129 | Hose, Flexible, Corrugated PVC, Conduit Size 1" Dia, Orange | 16.15 | 0 | 16.15 | mtr/s | WH - Rm1 | CENPRI
597 | Local |  |  | CON-EIC_1130 | Marine Epoxy | 152 | 0 | 152 | tube/s | WH - Rm3 | CENPRI
598 | Local |  |  | CON-EIC_1131 | Loctite, Super Glue, 495 | 293.3333 | 2 | 385 | bot/s | WH - Rm1 | CENPRI
599 | Manila |  |  | CON-EIC_1132 | Exothermic Powder KW150 | 379.07 | 6 | 379.07 | pc/s | WH - Rm3 | CENPRI | Rack - I2
600 | Local |  |  | CON-EIC_1133 | Tie, Cable, 9mm x 430mm | 4.36 | 0 | 4.46 | pc/s | WH - Rm1 | CENPRI
601 | Local |  |  | CON-EIC_1134 | Switch Box, PVC | 27 | 0 | 27 | pc/s | WH - Rm1 | CENPRI
602 | Local |  |  | CON-EIC_1135 | Moulding, Plastic, Electrical, 1" | 85 | 0 | 85 | lgth/s | WH - Rm3 | CENPRI
603 | Local |  |  | CON-EIC_1136 | Cable Duct 2" x 2" | 420 | 0 | 420 | lgth/s | WH - Rm1 | CENPRI
604 | Local |  |  | CON-EIC_1137 | Insulator, Post, Porcelain, Donut Type | 38 | 0 | 38 | pc/s | WH - Rm3 | CENPRI
605 | Local |  |  | CON-EIC_1138 | Heat Shrinkable Tubing Roll, 3.5mm, Black | 24 | 0 | 24 | mtr/s | WH - Rm1 | CENPRI
606 | Local |  |  | CON-EIC_1139 | Battery, AAA, per pc | 49 | 0 | 49 | pc/s | WH - Rm3 | CENPRI
607 | Local |  |  | CON-EIC_1140 | Tie, Spiral, Plastic, CSH, Wraping, 1/2"(pack) | 76.5 | 1 | 57 | pack/s | WH - Rm3 | CENPRI | Rack - A2
608 | Local |  |  | CON-EIC_1141 | Clamp, PVC, w/ Nail, 3/4" | 2 | 0 | 2 | pc/s | WH - Rm3 | CENPRI
609 | Local |  |  | CON-EIC_1142 | Pipe, PVC, Electrical Conduit, 20 mm x 3/4" x 10ft | 76 | 0 | 76 | lgth/s | WH - Rm3 | CENPRI | Rack - O2
610 | Local |  |  | CON-EIC_1143 | Elbow, PVC, Electrical Conduit, Short, 1/2" | 8.25 | 0 | 8.25 | pc/s | WH - Rm3 | CENPRI
611 | Local |  |  | CON-EIC_1144 | Elbow, PVC, Electrical Conduit, 3/4" | 7.5 | 2 | 15 | pc/s | WH - Rm3 | CENPRI
612 | Local |  |  | CON-EIC_1146 | Clear, Baking Insulating Varnish | 2450 | 1 | 2450 | gal/s | WH - Rm3 | CENPRI | Rack - E1
613 | Local |  |  | CON-EIC_1147 | Varnish, Glyptical, Red | 2250 | 0 | 2250 | gal/s | WH - Rm3 | CENPRI
614 | Local |  |  | CON-EIC_1148 | Tee, PVC, Electrical Conduit, 1/ 2 Inches | 58 | 0 | 58 | pc/s | WH - Rm3 | CENPRI
615 | Local |  |  | CON-EIC_1149 | Tape Foil, Aluminum, 48mm x 10yrds | 129 | 0 | 129 | roll/s |  | CENPRI
616 | Local |  |  | CON-EIC_1150 | Switch Box, PVC, With Steel Plate Blank, 3" x 5" x 1-1/2" | 57 | 0 | 57 | set/s |  | CENPRI
617 | Local |  |  | CON-EIC_1151 | Bulb, Infrared, Heat Lamp, 250W | 282 | 0 | 300 | pc/s
618 | Local |  |  | CON-EIC_1152 | Air Duct, Aluminum, 5"dia x 10meter | 532 | 0 | 532 | roll/s
619 | Manila |  |  | CON-EIC_1153 | Loctite, Super Glue, 272 | 595 | 0 | 1190 | bot/s
620 | Manila |  |  | CON-EIC_1154 | Foil, Aluminum, Reinforced, 3 Way, 1.25 mtrs (W) x 120 mtrs (L) | 3200 | 0 | 3200 | roll/s
621 | Manila |  |  | CON-EIC_1155 | Epoxy Kit | 70500 | 0 | 70500 | set/s
622 | Local |  |  | CON-EIC_1156 | Bolt, SS, Full Thread, Complete, 6mm x 15mm | 17 | 0 | 17 | set/s | WH - Rm3 | CENPRI
623 | Local |  |  | CON-EIC_1157 | Bolt, SS, Full Thread, Complete, 6mm x 50mm | 3 | 0 | 3 | set/s | WH - Rm3 | CENPRI
624 | Local |  |  | CON-EIC_1158 | Bulb, LED, 35 Watts, 220-240 Volts | 545.5 | 0 | 616 | pc/s
625 | Local |  |  | CON-EIC_1159 | Brush, Copper Fine | 26.5 | 0 | 26.5 | pc/s | WH - Rm3 | CENPRI
626 | Local |  |  | CON-EIC_1160 | Grounding Rod, with Clamp, 5/8" x 10ft | 603 | 4 | 603 | lgth/s | WH - Rm3 | CENPRI | Pallet Rack
627 | Local |  |  | CON-EIC_1161 | Terminal Lug, Ring Type, Size 16-14 | 5 | 0 | 5 | pc/s | WH - Rm3 | CENPRI
628 | Local |  |  | CON-EIC_1162 | Loctite, Super Glue, 401 | 440 | 1 | 495 | bot/s | WH - Rm3 | CENPRI | Rack - C3
629 | Local |  |  | CON-EIC_1163 | Indicator / Pilot Light, 12 Volts | 15 | 0 | 15 | pc/s | WH - Rm3 | CENPRI
630 | Local |  |  | CON-EIC_1164 | Tie, Cable, 8mm x 430mm | 6.5 | 0 | 6.5 | pc/s | WH - Rm1 | CENPRI
631 | Manila |  |  | CON-EIC_1165 | Fiber Blanket, Ceramic, Max Temp-1260deg, Density:128kgs/m3, (25mm x 0.6m x 7.2m) | 2620 | 0 | 2620 | roll/s
632 | Local |  |  | CON-EIC_1166 | Bolt, Full Thread, Complete, M6 x 40mm | 2.5 | 0 | 2.5 | set/s | WH - Rm3 | CENPRI
633 | Manila |  |  | CON-EIC_1167 | Dolphs, CO-1060, Brush on Epoxy Resin Kit, (2 parts) | 4725 | 0 | 4725 | Kit/s
634 | Local |  |  | CON-EIC_1168 | Magnetic Wire #19 | 640 | 0 | 640 | kg/s
635 | Manila |  |  | CON-EIC_1169 | Tape, Kapton, w/ Adhesive, 3/4" | 380 | 0 | 380 | roll/s
636 | Manila |  |  | CON-EIC_1170 | Tape, Fiberglass, w/o Adhesive, 1" | 55 | 35 | 55 | roll/s | WH - Rm3 | CENPRI | Rack - D4
637 | Manila |  |  | CON-EIC_1171 | Tape, Mica, w/o Adhesive, 1" | 750 | 20 | 750 | roll/s | WH - Rm3 | CENPRI | Rack - D4
638 | Manila |  |  | CON-EIC_1172 | Mylar, Nomex, 10mils x 36" wide | 580 | 0 | 580 | mtr/s
639 | Local |  |  | CON-EIC_1173 | Sealant, Foam, Expanding | 370 | 0 | 370 | can/s
640 | Manila |  |  | CON-EIC_1174 | Tape, Rubber, Splicing, 19mm x 9.5m | 516 | 0 | 516 | roll/s
641 | Local |  |  | CON-EIC_1175 | Battery, SR44SW | 89 | 0 | 89 | pc/s
642 | Local |  |  | CON-EIC_1176 | Plug, Rubber, 2 Prong, 15A, 250V | 80.75 | 0 | 43 | pc/s
643 | Local |  |  | CON-EIC_1177 | Wire, Magnet, #7 | 895 | 0 | 895 | kg/s | WH - Rm3 | CENPRI
644 | Local |  |  | CON-EIC_1178 | Receptacle, Plastic, Ceiling, 3" Dia | 27.75 | 0 | 27.75 | pc/s
645 | Local |  |  | CON-EIC_1179 | Terminal Lug, Ring Type, 10 AWG | 4 | 0 | 4 | pc/s
646 | Local |  |  | CON-EIC_1180 | Terminal Lug, Ring Type, 12 AWG | 2 | 0 | 2 | pc/s
647 | Local |  |  | CON-EIC_1181 | Terminal Lug, Ring Type, 14 AWG | 1.25 | 0 | 1.25 | pc/s
648 | Local |  |  | CON-EIC_1182 | Terminal Lug, Ring Type, 16 AWG | 1.25 | 0 | 1.25 | pc/s
649 | Local |  |  | CON-EIC_1183 | Terminal Lug, Ring Type, 18 AWG | 1.25 | 0 | 1.25 | pc/s
650 | Local |  |  | CON-EIC_1185 | Insulation, Tube, Spaghetti, 3.5 mm, Blue | 18 | 0 | 18 | mtr/s
651 | Local |  |  | CON-EIC_1186 | Bulb, LED, 45 Watts, 220-240 Volts | 845.5 | 0 | 845.5 | pc/s
652 | Manila |  |  | CON-EIC_1187 | Electrode, Welding, N-Ag 5R, 1.6mm, Ag-5; Cu-89; P-6 | 5990 | 0 | 5990 | kg/s
653 |  |  |  | CON-EIC_1188 | Adaptor, Plug, 12V | 220 | 0 | 220 | pc/s
654 | Local |  |  | CON-EIC_1189 | Elbow, UPVC, 90deg, 4", Long Barrel | 650 | 3 | 650 | pc/s | WH - Rm3 | CENPRI | Side Wall
655 | Local |  |  | CON-EIC_1190 | Magnetic Wire #23 | 675 | 0 | 675 | kg/s
656 | Local |  |  | CON-EIC_1191 | Magnetic Wire #24 | 680 | 0 | 680 | kg/s
657 | Local |  |  | CON-EIC_1192 | Adapter, MxF, UPVC, 1/2" w/ Lock Nut | 7.5 | 0 | 7.5 | pc/s
658 | Local |  |  | CON-EIC_1193 | Box, Junction, PVC, Octagonal, 4" x 4", Orange | 28 | 0 | 28 | pc/s
659 | Local |  |  | CON-EIC_1194 | Sticker, Reflectorized | 15 | 0 | 15 | sht/s
660 | Local |  |  | CON-EIC_1195 | Hose, Liquid Tight Flexible Metallic Conduit, 1" | 275 | 0 | 275 | mtr/s
661 | Manila |  |  | CON-EIC_1196 | Rubber Tape, Silicon, Self-Fusing, Scotch 70, Size: 1"x30ft | 2430 | 0 | 2430 | roll/s
662 | Local |  |  | CON-EIC_1197 | Bulb, Incandescent Vibration, 50 Watts, 220 Volts | 25 | 0 | 25 | pc/s | WH - Rm3 | CENPRI
663 |  |  |  | CON-EIC_1198 | Receptacle, Plastic | 0 | 0 |  | pc/s | WH - Rm3 | CENPRI
664 |  |  |  | CON-EIC_1199 | Receptacle, Rubber | 0 | 0 |  | pc/s | WH - Rm3 | CENPRI
665 | Local |  |  | CON-EIC_1200 | Receptacle, Plastic, Ceiling, E27, 4 1/4" | 25 | 0 | 25 | pc/s | WH - Rm3 | CENPRI
666 | Local |  |  | CON-EIC_1201 | Switch, Light, 2 Gang | 105 | 0 | 114 | pc/s
667 | Local |  |  | CON-EIC_1202 | Fuse, 25Amps | 5 | 0 | 5 | pc/s
668 | Manila |  |  | CON-EIC_1203 | Mylar, Nomex, 015mils x 36" wide | 810 | 0 | 810 | mtr/s | WH - Rm3 | CENPRI
669 | Manila |  |  | CON-EIC_1204 | Mylar, Nomex, 002mils x 36" wide | 330 | 0 | 330 | mtr/s | WH - Rm3 | CENPRI
670 | Manila |  |  | CON-EIC_1205 | Tape, Resiglass, White, 1" | 10000 | 0 | 10000 | roll/s | WH - Rm3 | CENPRI
671 | Manila |  |  | CON-EIC_1206 | Tape, Kapton, w/ Adhesive, 1/2" x 0.025 mm Thick | 254 | 25 | 254 | roll/s | WH - Rm3 | CENPRI | Rack - D4
672 | Manila |  |  | CON-EIC_1207 | Board, Phenolic, 3/8" x 12" x 12" | 870 | 0 | 870 | sht/s | WH - Rm3 | CENPRI
673 | Manila |  |  | CON-EIC_1208 | Mica Sheet, Flexible, 0.4 mm Thick x 1000 mm x 1200 mm | 825 | 0 | 825 | sht/s | WH - Rm3 | CENPRI
674 | Manila |  |  | CON-EIC_1209 | Polyester Felt, 12 mm x 3 ft x 3 ft | 6900 | 0 | 6900 | roll/s | WH - Rm3 | CENPRI
675 | Local |  |  | CON-EIC_1210 | Capacitor, 5uF, 450V | 95 | 0 | 95 | pc/s
676 | Manila |  |  | CON-EIC_1211 | Tubing, Silicon, Length 1 mtr For High Temperature, Range: 8mm | 30 | 0 | 30 | mtr/s
677 | Manila |  |  | CON-EIC_1212 | Tubing, Silicon, Length 1 mtr For High Temperature, Range: 10mm | 42 | 0 | 42 | mtr/s
678 | Manila |  |  | CON-EIC_1213 | Dolphs, CO-1119, Catalyzed Epoxy Resin | 37050 | 0 | 37050 | gal/s
679 |  |  |  | CON-EIC_1214 | Pipe, PVC, Electrical Conduit, 2-1/2" x 10ft, (63 mm ) | 423.75 | 0 | 495 | lgth/s | WH - Rm3 | CENPRI
680 | Local |  |  | CON-EIC_1215 | Capacitor, 10uF, 35V | 2 | 0 | 2 | feet | WH - Rm3 | CENPRI | Rack - A3
681 | Local |  |  | CON-EIC_1216 | Capacitor, 6uF, 500VAC, 50/60 Hz | 95 | 0 | 95 | pc/s | WH - Rm3 | CENPRI | Rack - C4
682 | Local |  |  | CON-EIC_1217 | Bulb, LED, 6W | 92 | 0 | 92 | pc/s
683 | Local |  |  | CON-EIC_1218 | Mylar Film #007 | 120 | 0 | 185 | feet
684 | Local |  |  | CON-EIC_1218 | Connector, PVC, 1/2" | 7 | 0 | 7 | pc/s
685 | Local |  |  | CON-EIC_1219 | Magnetic Wire #21 | 680 | 0 | 660 | kg/s
686 | Local |  |  | CON-EIC_1219 | Box, Utility, UPVC, Rectangular, 2" x 2" x 4" | 17.6667 | 0 | 19.5 | pc/s
687 | Local |  |  | CON-EIC_1220 | Mylar Film #3 | 72.5 | 0 | 110 | feet
688 | Local |  |  | CON-EIC_1220 | Battery, 12V VDC, Maintenance Free | 4201.6 | 0 | 4201.6 | pc/s
689 | Local |  |  | CON-EIC_1221 | Outlet, Flush Type, 1 Gang, 2 Prong | 84 | 0 | 84 | set/s
690 | Local |  |  | CON-EIC_1222 | Box, Junction, PVC, 2" x 3" | 0 | 0 | 0 | pc/s | WH - Rm3 | CENPRI | Rack - C1
691 | Local |  |  | CON-EIC_1223 | Hose, Flexible, 1/2" | 0 | 0 | 0 | mtr/s | WH - Rm3 | CENPRI | Rack - C1
692 | Local |  |  | CON-EIC_1224 | Connector, Flexible, 1/2" | 0 | 0 | 0 | pc/s | WH - Rm3 | CENPRI | Rack - C1
693 | Local |  |  | CON-EIC_1225 | Switch, Surface Mount With Plate, Case & Box, 1 Gang | 128.25 | 0 | 128.25 | set/s | WH - Rm3 | CENPRI | Rack - D2
694 | Local |  |  | CON-EIC_1226 | Switch, Surface Mount With Plate, Case & Box, 2 Gang | 162.125 | 0 | 138.75 | set/s | WH - Rm3 | CENPRI | Rack - D2
695 | Local |  |  | CON-EIC_1227 | Breaker, Safety, Single Phase, Bolt-on type With Enclosure, 30A, 240V | 375 | 0 | 375 | set/s | WH - Rm3 | CENPRI | Rack - D2
696 | Local |  |  | CON-EIC_1228 | Switch, Surface Mount With Plate, Case & Box, 3 Gang | 233 | 0 | 233 | set/s | WH - Rm3 | CENPRI | Rack - D2
697 | Local |  |  | CON-EIC_1229 | Bulb, LED, 11W | 250 | 0 | 250 | pc/s | WH - Rm3 | CENPRI | Rack - D1
698 | Local |  |  | CON-EIC_1230 | Thinner, Reducer, 1500 | 750 | 3 | 750 | gal/s | WH - Rm3 | CENPRI | Rack - E1
699 | Local |  |  | CON-EIC_1231 | Varnish, Insulating, Red, 9700 | 1500 | 2 | 1500 | gal/s | WH - Rm3 | CENPRI | Rack - E1
700 | Local |  |  | CON-EIC_1232 | Tie, Cable, 4.8mm x 250mm | 2.5 | 0 | 2.5 | pc/s | WH - Rm3 | CENPRI | Rack - C4
701 | Local |  |  | CON-EIC_1233 | Tie, Cable, 4.8mm x 200mm | 1.75 | 50 | 1.75 | pc/s | WH - Rm3 | CENPRI | Rack - C4
702 |  |  |  | CON-EIC_1234 | Tie, Cable, 9mm x 450mm |  | 0 |  | pc/s | WH - Rm3 | CENPRI | Rack - C1
703 | Local |  |  | CON-EIC_1235 | Varnish, Insulating, Clear, 1201 | 1500 | 5 | 1500 | gal/s | WH - Rm3 | CENPRI | Rack - D1
704 |  |  |  | CON-FUE_1001 | Argina S4 40 (Lube Oil) | 15713.2188 | 0 | 26100 | drum/s
705 |  |  |  | CON-FUE_1002 | Cutting Oil, Water Soluble, High Performance Lubricant | 0 | 0 |  | ltr/s
706 |  |  |  | CON-FUE_1003 | Diesel | 38.422 | 20 | 25.05 | ltr/s | WH - Rm1 | CENPRI
707 |  |  |  | CON-FUE_1004 | Gasoline | 41.856 | 0 | 53.67 | ltr/s | WH - Rm2 | CENPRI
708 |  |  |  | CON-FUE_1005 | Kerosene | 40.712 | 20 | 47.2 | ltr/s | WH - Rm1 | CENPRI
709 |  |  |  | CON-FUE_1006 | Lubricating Oil, WD40 (M.T) | 0 | 0 |  | can/s
710 |  |  |  | CON-FUE_1007 | Omala S2 G 150 | 0 | 3 |  | pail/s | Chem - Stg | CENPRI
711 | Local |  |  | CON-FUE_1008 | Omala S2 G 220 | 1742.88 | 4 | 3401.16 | pail/s | Chem - Stg | CENPRI
712 |  |  |  | CON-FUE_1009 | Oxygen | 376.4706 | 7 | 400 | cyl/s | Oxy-Ace Stg | CENPRI
713 |  |  |  | CON-FUE_1010 | Penetrating Oil, Multi-Use | 185.335 | 5 | 210 | can/s | WH - Rm3 | CENPRI | Rack - C3
714 |  |  |  | CON-FUE_1011 | Rimula R1-40 (Flushing Oil), 209L/drum | 0 | 0 |  | drum/s
715 | Local |  |  | CON-FUE_1012 | Rimula R4X 15W-40, 20L/pail | 1678.5 | 1 | 3357 | pail/s | Chem - Stg | CENPRI
716 |  |  |  | CON-FUE_1013 | Shell Corena S4 P100 | 17056.374 | 1 | 20000 | pail/s | Chem - Stg | CENPRI
717 | Local |  |  | CON-FUE_1014 | Tellus S2 M68, 20 L | 2261.06 | 0 | 2925.67 | pail/s | Chem - Stg | CENPRI
718 | Local |  |  | CON-FUE_1015 | Belt Dressing, Specialist, 360ml | 395 | 0 | 395 | can/s | WH - Rm1 | CENPRI
719 | Local |  |  | CON-FUE_1016 | Oil, Engine, 20W-50, Euro Lube, 4T | 0 | 0 | 0 | ltr/s
720 | Local |  |  | CON-FUE_1017 | Petromar HF 4040 | 24960 | -5 | 25210 | drum/s | WH - Bldg. | CENPRI
721 |  |  |  | CON-HOU_1005 | Air Freshener | 0 | 0 |  | can/s
722 |  |  |  | CON-HOU_1006 | Bag, (for Seedling) | 0 | 0 |  | pc/s
723 | Local |  |  | CON-HOU_1007 | Bag, Garbage, L | 2.8 | 0 | 5.6 | pc/s
724 | Local |  |  | CON-HOU_1008 | Bag, Garbage, Medium | 2.316 | 0 | 1.5 | pc/s
725 |  |  |  | CON-HOU_1009 | Bag, Garbage, Small | 0 | 0 |  | pc/s
726 |  |  |  | CON-HOU_1010 | Bag, Garbage, XL | 3.63 | 0 | 7.32 | pc/s
727 |  |  |  | CON-HOU_1011 | Bag, Garbage, XXL | 7.4133 | 0 | 7 | pc/s
728 |  |  |  | CON-HOU_1012 | Broom (Paypay) | 67.0833 | 1 | 45 | pc/s | WH - Rm3 | CENPRI | Rack - G1
729 | Local |  |  | CON-HOU_1013 | Broom, Pad (Plastic Bristles) | 50 | 0 | 75 | pc/s
730 |  |  |  | CON-HOU_1014 | Broom, Stick | 22 | 0 | 30 | pc/s
731 | Local |  |  | CON-HOU_1015 | Brush, Laundry | 21.75 | 0 | 25 | pc/s
732 |  |  |  | CON-HOU_1016 | Brush, Nylon | 11 | 0 | 22 | pc/s
733 |  |  |  | CON-HOU_1017 | Brush, Plastic | 0 | 0 |  | pc/s
734 |  |  |  | CON-HOU_1018 | Brush, Steel | 12.09 | -8 | 20 | pc/s
735 | Local |  |  | CON-HOU_1019 | Brush, Toilet, Big | 22.5 | 0 | 45 | pc/s
736 |  |  |  | CON-HOU_1020 | Brush, Toilet, Small | 0 | 0 |  | pc/s
737 |  |  |  | CON-HOU_1021 | Brush, Tube, Twisted, Brass Wire | 0 | 0 |  | pc/s
738 | Local |  |  | CON-HOU_1022 | Brush, Tube, Twisted, Nylon | 15.29 | 0 | 17.15 | pc/s
739 |  |  |  | CON-HOU_1023 | Cling Wrap | 0 | 0 |  | sht/s
740 |  |  |  | CON-HOU_1024 | Detergent Powder | 85.25 | 0 | 93 | pack/s
741 | Local |  |  | CON-HOU_1025 | Dustpan | 47.5 | 0 | 95 | pc/s
742 |  |  |  | CON-HOU_1026 | Floormat, Plastic | 0 | 0 |  | pc/s
743 |  |  |  | CON-HOU_1027 | Floormat, Rubber | 0 | 0 |  | pc/s
744 |  |  |  | CON-HOU_1028 | Foam, 2" Thick x 44" Width x 80" Length | 0 | 0 |  | sht/s
745 |  |  |  | CON-HOU_1029 | Foam, 4" Thick | 0 | 0 |  | sht/s
746 |  |  |  | CON-HOU_1030 | Gloves, Cotton | 11.91 | 11 | 11.45 | pair/s | WH - Rm3 | CENPRI | Rack - D3
747 |  |  |  | CON-HOU_1031 | Mop Handle | 0 | 0 |  | pc/s
748 | Local |  |  | CON-HOU_1032 | Mop Head | 94.875 | 0 | 189.75 | pc/s
749 | Local |  |  | CON-HOU_1033 | Mop w/ Handle | 189.875 | 0 | 379.75 | pc/s
750 |  |  |  | CON-HOU_1034 | Paper Towels (100"s) | 0 | 0 |  | pack/s
751 |  |  |  | CON-HOU_1035 | Rags, Cotton | 48.3846 | -24 | 50 | kg/s | WH - Rm3 | CENPRI | Rack - G2
752 |  |  |  | CON-HOU_1036 | Rags, Ukay-ukay | 0 | 0 |  | kg/s
753 |  |  |  | CON-HOU_1037 | Sack, Empty | 4.04 | -3 | 8 | pc/s
754 | Local |  |  | CON-HOU_1038 | Saw Dust | 6.6667 | 0 | 10 | sack/s
755 |  |  |  | CON-HOU_1039 | Soap, Bar | 0 | 0 |  | bar/s
756 |  |  |  | CON-HOU_1040 | Soap, Liquid, All- Purpose | 226.1591 | 1 | 280 | gal/s | WH - Rm3 | CENPRI | Rack - D3
757 |  |  |  | CON-HOU_1041 | Soap, Liquid, Dishwashing | 0 | 0 |  | ltr/s
758 |  |  |  | CON-HOU_1042 | Soap, Liquid, Industrial | 0 | 0 |  | ltr/s
759 |  |  |  | CON-HOU_1043 | Sorbent Boom, Economical SPC, 8" x 10" ENV810 (Economy Boom w/Blue Sleeve, Lint Free, 4/Bale, Absorbency Capacity : 65ga | 0 | 0 |  | roll/s
760 |  |  |  | CON-HOU_1044 | Stretch Film, 20micron x 300mm x 150mtr | 199.8333 | 0 | 299.75 | roll/s
761 |  |  |  | CON-HOU_1045 | Stretch Film, 20micron x 500mm x 1000mtr | 0 | 0 |  | roll/s
762 | Local |  |  | CON-HOU_1046 | Tissue | 16.75 | 0 | 33.5 | roll/s
763 |  |  |  | CON-HOU_1047 | Plastic, Resealable, #8 | 2.025 | 0 | 1.8 | pc/s | WH - Rm3 | CENPRI | Rack - A2
764 |  |  |  | CON-HOU_1048 | Plastic, Resealable, #5 | 0.865 | 0 | 0.7 | pc/s | WH - Rm3 | CENPRI | Rack - A2
765 |  |  |  | CON-HOU_1049 | Plastic, Resealable, #12 | 6 | 0 | 6 | pc/s | WH - Rm3 | CENPRI | Rack - A2
766 |  |  |  | CON-HOU_1050 | Borrowing | 0 | 0 | 0 | pc/s | WH - Rm1 | CENPRI
767 |  |  |  | CON-HOU_1051 | Sack, Lamimated (Sakolin), 12 f x 25 meters | 85 | 0 | 85 | mtr/s | WH - Rm3 | CENPRI
768 | Local |  |  | CON-HOU_1052 | Soap, Liquid, All- Purpose, Liters | 64.8 | 0 | 64.8 | ltr/s | WH - Rm3 | CENPRI | Rack - E4
769 |  |  |  | CON-HOU_1053 | Gloves, Cotton, Rubberized | 33.3214 | 8 | 41 | pair/s | WH - Rm3 | CENPRI | Rack - E2
770 | Local |  |  | CON-HOU_1054 | Plastic, Resealable, #10 | 3.4 | 0 | 3.4 | pc/s | WH - Rm3 | CENPRI | Rack - A3
771 | Local |  |  | CON-HOU_1055 | Plastic, Resealable, #9 | 2.4 | 0 | 2.4 | pc/s | WH - Rm3 | CENPRI | Rack - A3
772 | Local |  |  | CON-HOU_1056 | Plastic, Resealable, #7 | 1.25 | 0 | 1.25 | pc/s | WH - Rm3 | CENPRI | Rack - A2
773 | Local |  |  | CON-HOU_1057 | Herbicide, Roundup, Weed Killer | 1550 | 0 | 1550 | gal/s | Chem - Stg | CENPRI
774 | Local |  |  | CON-HOU_1058 | Foam, 2" Thick x 36" Width x 75" Length | 1424.76 | 0 | 1424.76 | sht/s | WH - Rm3 | CENPRI
775 | Local |  |  | CON-HOU_1059 | Soap, Special Powder | 44.5 | 4 | 34 | kg/s | WH - Rm1 | CENPRI
776 | Local |  |  | CON-HOU_1060 | Sheeting Garden, Black Heavy Duty Polyethylene Plastic, 4 meters x 25 meters, Offered: Plastic Mulch, 1.5 meters x 400 meters | 2200 | 0 | 2200 | roll/s | WH - Rm3 | CENPRI
777 | Local |  |  | CON-HOU_1061 | Wiper, Glass Cleaning | 200 | 0 | 200 | pc/s | WH - Rm3 | CENPRI
778 | Local |  |  | CON-HOU_1062 | Stretch Film, 20micron x 500mm x 500mtr | 868.0625 | 1 | 949.75 | roll/s | WH - Rm3 | CENPRI | Rack - H2
779 | Local |  |  | CON-HOU_1063 | Sack, Lamimated (Sakolin), 12 ft x 15 ft | 1890 | 0 | 1890 | lot/s | WH - Bldg. | CENPRI
780 | Local |  |  | CON-HOU_1064 | Sack, Lamimated (Sakolin), 14 ft x 30 ft, Yellow-Green | 4200 | 0 | 4200 | lgth/s | WH - Rm3 | CENPRI
781 | Local |  |  | CON-HOU_1065 | Feather Duster | 75 | 0 | 75 | pc/s
782 | Local |  |  | CON-HOU_1066 | Brush, Brass, 4 Rows | 26.5 | 0 | 26.5 | pc/s | WH - Rm3 | CENPRI | Rack - D2
783 | Local |  |  | CON-HOU_1067 | Bag, Garbage, Tarnsparent, 24" x 36" | 2.45 | 75 | 2.45 | pc/s | WH - Rm3 |  | Rack - D1
784 | Local |  |  | CON-HOU_1068 | Stretch Film, 18micron x 500mm (20") x 300mtr | 659.75 | 1 | 659.75 | roll/s | WH - Rm3 | CENPRI | Rack - C1
785 | Local |  |  | CON-HOU_1069 | Soap, Liquid, Hand Washing, 450ml | 148.75 | 0 | 148.75 | bot/s | WH - Rm3 | CENPRI
786 | Local |  |  | CON-HOU_1070 | Multi Insect Killer Spray | 207.75 | 0 | 207.75 | can/s | WH - Rm3 | CENPRI | Rack - D1
787 |  |  |  | CON-MED_1005 | Advil | 0 | 0 |  | tab/s
788 |  |  |  | CON-MED_1006 | Alaxan | 0 | 0 |  | tab/s
789 |  |  |  | CON-MED_1007 | Alcohol, Ethyl, 70% Solution, 250ml | 0 | 0 |  | bot/s
790 |  |  |  | CON-MED_1008 | Alcohol, Ethyl, 70% Solution, 500ml | 0 | 0 |  | bot/s
791 |  |  |  | CON-MED_1009 | Alcohol, Isopropyl, 70% Solution, 250ml | 0 | 0 |  | bot/s
792 | Local |  |  | CON-MED_1010 | Alcohol, Isopropyl, 70% Solution, 500ml | 52.0333 | 0 | 85 | bot/s
793 |  |  |  | CON-MED_1011 | Alnix | 0 | 0 |  | tab/s
794 |  |  |  | CON-MED_1012 | Ammonia, Strong Solution (150ml) | 0 | 0 |  | bot/s
795 | Manila |  |  | CON-MED_1013 | B-Complex, Super, 500 tabs/bot | 0 | 0 | 0 | bot/s
796 |  |  |  | CON-MED_1014 | B-Complex, Super, 500 tabs/bot | 0 | 0 | 0 | bot/s
797 |  |  |  | CON-MED_1015 | Band Aid, Strips | 0 | 0 | 0 | pc/s
798 |  |  |  | CON-MED_1016 | Bandage, Elastic Roller, 2" x 5 yards | 0 | 0 | 0 | roll/s | WH - Rm3 | CENPRI | Rack - C3
799 | Local |  |  | CON-MED_1017 | Bandage, Triangular Cloth | 24 | 0 | 48 | sht/s
800 |  |  |  | CON-MED_1018 | Betadine Solution, 120ml | 0 | 0 |  | bot/s
801 |  |  |  | CON-MED_1019 | Bioflu | 0 | 0 |  | tab/s
802 |  |  |  | CON-MED_1020 | Biogesic | 0 | 0 |  | tab/s
803 |  |  |  | CON-MED_1021 | Burnzine | 0 | 0 |  | tube/s
804 |  |  |  | CON-MED_1022 | Buscopan | 0 | 0 |  | tab/s
805 |  |  |  | CON-MED_1023 | Catapres | 0 | 0 |  | tab/s
806 |  |  |  | CON-MED_1024 | Celestamin | 0 | 0 |  | tab/s
807 | Local |  |  | CON-MED_1025 | Cotton Balls (300s) | 37.5 | 0 | 75 | pack/s
808 |  |  |  | CON-MED_1026 | Cotton Buds (100s) | 0 | 0 |  | pack/s
809 |  |  |  | CON-MED_1027 | Decolgen | 0 | 0 |  | tab/s
810 |  |  |  | CON-MED_1028 | Diatabs | 0 | 0 |  | tab/s
811 |  |  |  | CON-MED_1029 | Flammazine Cream, 20g | 0 | 0 |  | bot/s
812 |  |  |  | CON-MED_1030 | Gauze, Sterile, 4" x 4" | 0 | 0 |  | pack/s
813 | Local |  |  | CON-MED_1031 | Gloves,Clean (Medical) | 115 | 0 | 230 | box/s
814 |  |  |  | CON-MED_1032 | Hydrite | 0 | 0 |  | tab/s
815 |  |  |  | CON-MED_1033 | Kremil-S | 0 | 0 |  | tab/s
816 |  |  |  | CON-MED_1034 | Liniment Oil | 0 | 0 |  | bot/s
817 |  |  |  | CON-MED_1035 | Mask, Dust | 9.4488 | 0 | 0 | pc/s
818 |  |  |  | CON-MED_1036 | Mask, Face, Cotton | 0 | 0 |  | pc/s
819 | Local |  |  | CON-MED_1037 | Mask, Face, Surgical | 90.625 | 0 | 75 | box/s
820 |  |  |  | CON-MED_1038 | Mefenamic Acid | 0 | 0 |  | tab/s
821 |  |  |  | CON-MED_1039 | Micropore Plaster, 1" x 10yards | 0 | 0 |  | roll/s
822 |  |  |  | CON-MED_1040 | Multivitamins, Vitamin C 500tabs/bot | 0 | 0 | 0 | bot/s
823 |  |  |  | CON-MED_1041 | Plain NSS Solution, 1L | 0 | 0 | 0 | ltr/s
824 |  |  |  | CON-MED_1042 | Soap,Hand, Antibacterial, Moisturizing, 500ml | 0 | 0 |  | bot/s
825 |  |  |  | CON-MED_1043 | Syringe, 3cc, Disposable | 0 | 0 |  | pc/s
826 | Manila |  |  | CON-MED_1044 | Test Strip, for Glucometer | 0 | 100 | 0 | pc/s
827 |  |  |  | CON-MED_1045 | Vicks Vaporub, 25ml | 0 | 0 |  | bot/s
828 |  |  |  | CON-MED_1046 | Visine Eye Drops | 0 | 0 |  | bot/s
829 |  |  |  | CON-MED_1047 | Wet Wipes (100s) | 0 | 0 |  | pack/s
830 |  |  |  | CON-MED_1048 | White Flower Oil, 20ml | 0 | 0 |  | bot/s
831 |  |  |  | CON-MED_1049 | Gauze, Pads, Sterilized, 12 Ply, 2" x 2" | 0 | 0 | 0 | pc/s | WH - Rm3 | CENPRI | Rack - C2
832 |  |  |  | CON-MED_1050 | Gauze, Pads, Sterilized, 12 Ply, 3" x 3" | 0 | 0 | 0 | pc/s | WH - Rm3 | CENPRI | Rack - C2
833 |  |  |  | CON-MED_1052 | Gauze, Rolled, 3" x 10 yards | 0 | 0 | 0 | roll/s | WH - Rm3 | CENPRI | Rack - C3
834 |  |  |  | CON-MED_1053 | Dextrose, Plain NSS, Plastic Bottle, 500ml |  | 0 |  | bot/s | WH - Rm3 | CENPRI | Rack - C3
835 |  |  |  | CON-MED_1054 | Tablet, Ranitidine, 150mg | 0 | 0 | 0 | pc/s | WH - Rm3 | CENPRI | Rack - C3
836 |  |  |  | CON-MED_1055 | Tablet, Meclizine HCL, Bonamine, 25mg | 0 | 0 | 0 | pc/s | WH - Rm3 | CENPRI | Rack - C3
837 |  |  |  | CON-MED_1056 | Vitamin, 400 Softgel, Nature Made, B12 | 0 | 0 | 0 | bot/s | WH - Rm1 | CENPRI
838 | Local |  |  | CON-MED_1057 | Lancets, Sterile | 2.6 | 0 | 2.6 | pc/s
839 | Manila |  |  | CON-MED_1058 | Multivitamins, Minerals, 500 tab/bot | 0 | 0 | 0 | bot/s
840 | Local |  |  | CON-MED_1059 | Vitamin E, 400 I.U., Kirkland, 500 Softgel/bot | 0 | 0 | 0 | bot/s | WH - Rm3 | CENPRI | Rack - C1
841 |  |  |  | CON-OEA_1001 | Gasket Maker, Red Silicon | 0 | 0 |  | tube/s
842 |  |  |  | CON-OEA_1002 | Gasket Maker, Set | 0 | 0 |  | set/s
843 |  |  |  | CON-OEA_1003 | Gasket Maker, Slow Dry | 0 | 0 |  | tube/s
844 |  |  |  | CON-OEA_1004 | Gasket Maker, Slow Dry, RTV Silicon | 0 | 0 |  | tube/s
845 |  |  |  | CON-OEA_1005 | Gasket, Aramid Fiber, Green, 0.4mm x 1.5m x 1.5m | 0 | 0 |  | sht/s
846 |  |  |  | CON-OEA_1006 | Gasket, Aramid Fiber, Green, 0.8mm x 1.5m x 1.5m | 0 | 0 |  | sht/s
847 |  |  |  | CON-OEA_1007 | Gasket, Carbon, w/ Wire Reinforcement, Black, 1/4" x 1.5m x 1.5m | 0 | 16 |  | sht/s | WH - Bldg. | CENPRI
848 |  |  |  | CON-OEA_1008 | Gasket, Carbon, High Heat, Black, 1/8" x 1.5m x 1.5m | 0 | 0 |  | sht/s
849 |  |  |  | CON-OEA_1009 | Gasket, Compressed, Rubber, w/ Wire Insertion, Black, High Pressure, 1/8" x 1.5m x 1.5m | 0 | 1 |  | sht/s | WH - Rm3 | CENPRI
850 |  |  |  | CON-OEA_1010 | Gasket, Compressed, w/ Wire Insertion, Black, 1/16" x 1.5m x 1.5m | 0 | 2 |  | sht/s | WH - Rm3 | CENPRI
851 |  |  |  | CON-OEA_1011 | Gasket, Compressed, w/ Wire Insertion, Black, 1/32 x 1.5 x 1.5mm | 0 | 0 |  | sht/s | WH - Rm3 | CENPRI
852 |  |  |  | CON-OEA_1012 | Gasket, Compressed,Non-Asbestos, w/ Wire Reinforcement, Black, 1/4" x 1.5m x 1.5m | 0 | 2 |  | sht/s | WH - Rm3 | CENPRI
853 | Manila |  |  | CON-OEA_1013 | Gasket, Compressed, Non Asbestos, w/ Wire Insertion, Black, 1/8" x 1.5m x 1.5m | 4125 | 14 | 8250 | sht/s | WH - Rm3 | CENPRI
854 |  |  |  | CON-OEA_1014 | Gasket, Compressed, Non-Asbestos, w/ Wire Reinforcement, Green, 1/16" x 1.5m x 1.5m | 0 | 5 |  | sht/s | WH - Rm3 | CENPRI
855 |  |  |  | CON-OEA_1015 | Gasket, Compressed, Non-Asbestos, w/ Wire Reinforcement, Green, 1/8" x 1.5m x 1.5m | 0 | 0 |  | sht/s | WH - Rm3 | CENPRI
856 |  |  |  | CON-OEA_1016 | Gasket, Compressed, Non-Asbestos, w/ Wire Reinforcement, Green, 1/4" x 1.5m x 1.5m | 0 | 5 |  | sht/s | WH - Rm3 | CENPRI
857 |  |  |  | CON-OEA_1017 | Gasket, Compressed, w/o Wire Insertion, Black, 1/32 x 1.5 x 1.5 | 0 | 0 |  | sht/s | WH - Rm3 | CENPRI
858 |  |  |  | CON-OEA_1018 | Gasket, Compressed, w/o Wire Insertion, Green, 1/16" x 1.5m x 1.5m | 0 | 5 |  | sht/s | WH - Rm3 | CENPRI
859 |  |  |  | CON-OEA_1019 | Gasket, Compressed, w/o Wire Insertion, Green, 1/8" x 1.5m x 1.5m | 0 | 0 |  | sht/s
860 |  |  |  | CON-OEA_1020 | Brass Shim Stock 002" x 6" | 0 | 0 |  | sht/s
861 |  |  |  | CON-OEA_1021 | Brass Shim Stock 009" x 6" | 0 | 0 |  | sht/s
862 |  |  |  | CON-OEA_1022 | Container, Plastic, 1 Gal | 0 | 0 |  | pc/s
863 |  |  |  | CON-OEA_1023 | Oil Can | 0 | 0 |  | can/s
864 | Manila |  |  | CON-OEA_1024 | Paste, High Spot, Mechanic Blue, 30g | 47.5 | 0 | 95 | tube/s
865 |  |  |  | CON-OEA_1025 | Paste, Water Finding, 85g | 0 | 8 |  | tube/s | WH - Rm3 | CENPRI | Rack - H2
866 | Manila |  |  | CON-OEA_1026 | Paste, Gasoline Gauging, 2.25oz | 210 | 0 | 420 | pc/s
867 |  |  |  | CON-OEA_1027 | Paste, Thread, 1kg | 0 | 0 |  | can/s
868 | Local |  |  | CON-OEA_1028 | Bearing, Pillow Block, 1 11/16 Inches ID | 646 | 0 | 646 | pc/s | WH - Rm3 | CENPRI | Rack - C3
869 | Local |  |  | CON-OEA_1029 | Bearing, Ball, 6308-2Z | 233 | 4 | 466 | pc/s | WH - Rm3 | CENPRI | Rack - B4
870 | Local |  |  | CON-OEA_1030 | Hose, Industrial Rubber Air | 49 | 0.5 | 49 | feet | WH - Rm1 | CENPRI
871 | Local |  |  | CON-OEA_1031 | Bearing, Ball, 6306-2Z C3 | 285 | 0 | 285 | pc/s | WH - Rm3 | CENPRI
872 | Local |  |  | CON-OEA_1032 | Hose, Pneumatic, 8mm | 82 | 0 | 82 | mtr/s | WH - Rm1 | CENPRI
873 | Manila |  |  | CON-OEA_1033 | Bolt, Hex, High Tensile, Full Thread, W/ Lock Washer, M20 x 55mm x 2.5 Pitch | 28.5 | 0 | 28.5 | set/s |  | CENPRI
874 | Manila |  |  | CON-OEA_1034 | Bolt, Hex, High Tensile, Half Thread, W/ Lock Washer, M16 x 65mm x 2.5 Pitch | 18.65 | 0 | 18.65 | set/s | WH - Rm3 | CENPRI
875 | Manila |  |  | CON-OEA_1035 | Bolt, Hex, High Tensile, Full Thread, W/ Lock Washer, M16 x 55mm x 2.0 Pitch | 16.6 | 0 | 16.6 | set/s | WH - Rm3 | CENPRI
876 | Manila |  |  | CON-OEA_1036 | Bolt, Hex, High Tensile, Full Thread, W/ Lock Washer, M16 x 45mm x 2.0 Pitch | 14.5 | 0 | 14.5 | set/s | WH - Rm3 | CENPRI
877 | Manila |  |  | CON-OEA_1037 | Bolt, Hex, High Tensile, Half Thread, W/ Lock Washer, M16 x 130mm x 2.0 Pitch | 33.5 | 0 | 33.5 | set/s | WH - Rm3 | CENPRI
878 | Manila |  |  | CON-OEA_1038 | Bolt, Hex, High Tensile, Full Thread, W/ Lock Washer, M12 x 50mm x 1.75 Pitch | 7.8 | 0 | 7.8 | set/s | WH - Rm3 | CENPRI
879 | Manila |  |  | CON-OEA_1039 | Bolt, Hex, High Tensile, Half Thread, W/Nut & Lock Washer, M22 x 75mm x 2.5 Pitch | 61.75 | 35 | 64.5 | set/s | WH - Rm3 | CENPRI | Rack - F4
880 | Manila |  |  | CON-OEA_1040 | Bolt, Hex, High Tensile, Full Thread, W/ Lock Washer, M14 x 50mm x 2.0 Pitch | 11.75 | 0 | 11.75 | set/s | WH - Rm3 | CENPRI
881 | Local |  |  | CON-OEA_1041 | Allen Screw, Flat, 5/8", (8x40mm) | 17 | 0 | 17 | pc/s
882 | Local |  |  | CON-OEA_1042 | Bearing, Ball, NU 306 ECP/C3 | 1733 | 2 | 1733 | pc/s | WH - Rm3 | CENPRI | Rack - B4
883 | Local |  |  | CON-OEA_1043 | Scrubbing Pad, Scotch Brite 3M, 95 x 15mm | 77 | 0 | 77 | pc/s
884 | Local |  |  | CON-OEA_1044 | Hose, Hydraulic, 3/4" | 0 | 0 | 0 | feet
885 | Local |  |  | CON-OEA_1045 | Bearing, Ball, 6306-2ZR | 260 | 0 | 260 | pc/s | WH - Rm3 | CENPRI | Rack - B4
886 | Manila |  |  | CON-OEA_1046 | Bearing, Roller, NJ 312ECP | 2900 | 2 | 5800 | pc/s | WH - Rm3 | CENPRI | Rack - B4
887 |  |  |  | CON-OEA_1047 | Cylinder Booster Repair Kit, Governor | 0 | 1 |  | Kit/s | WH - Rm3 | CENPRI | Rack - J1
888 | Local |  |  | CON-OEA_1048 | Scrubbing Pad, Heavy Duty, 95mm x 150mm x 8mm | 79.75 | 0 | 79.75 | pack/s | WH - Rm3 | CENPRI | Rack - C3
889 | Manila |  |  | CON-OEA_1221 | Bolt, Hex, High Tensile, Full Thread, W/ Lock Washer, M16 x 50mm x 2.0 Pitch | 14.75 | 0 | 14.75 | set/s | WH - Rm3 | CENPRI
890 |  |  |  | CON-OFF_1005 | Bin Card | 0 | 0 |  | pc/s
891 |  |  |  | CON-OFF_1006 | Binder | 0 | 0 |  | pc/s
892 |  |  |  | CON-OFF_1007 | Box, Storage, Heavy Duty | 78.75 | 0 | 105 | box/s
893 |  |  |  | CON-OFF_1008 | Carbon, Film / Copy, Paper | 0 | 0 |  | sht/s
894 |  |  |  | CON-OFF_1009 | Cartolina, White | 0 | 0 |  | pc/s
895 |  |  |  | CON-OFF_1010 | Cartridge, BMP21 Mobile Printer, Balck Ribbon on Yellow Vinyl | 0 | 0 |  | pc/s
896 |  |  |  | CON-OFF_1011 | Clip Board, Wooden | 33.3333 | 0 | 55 | pc/s
897 |  |  |  | CON-OFF_1012 | Clip, Binder, 1/2" | 13.5 | 0 | 15 | box/s
898 |  |  |  | CON-OFF_1013 | Clip, Bulldog | 0 | 0 |  | pc/s
899 |  |  |  | CON-OFF_1014 | Clip, Paper, 33mm | 5.3333 | 0 | 8 | box/s
900 |  |  |  | CON-OFF_1015 | Clip, Paper, 50mm | 12.3333 | 0 | 19 | box/s
901 |  |  |  | CON-OFF_1016 | Cutter Blade, 3/4" | 0 | 0 |  | pc/s
902 |  |  |  | CON-OFF_1017 | Cutter, 3/4" | 0 | 0 |  | pc/s
903 |  |  |  | CON-OFF_1018 | Envelope, Commercial Flap, Brown | 0 | 0 |  | pc/s
904 |  |  |  | CON-OFF_1019 | Envelope, Commercial Flap, White | 0 | 0 |  | pc/s
905 |  |  |  | CON-OFF_1020 | Envelope, Expandable, Long | 4.5 | 0 | 9 | pc/s
906 |  |  |  | CON-OFF_1021 | Envelope, Expandable, Short | 0 | 0 |  | pc/s
907 |  |  |  | CON-OFF_1022 | Envelope, Letter, White, Long | 0.26 | 0 | 0.52 | pc/s
908 |  |  |  | CON-OFF_1023 | Envelope, String and Button, Brown | 0 | 0 |  | pc/s
909 |  |  |  | CON-OFF_1024 | Envelope, String and Button, Red | 0 | 0 |  | pc/s
910 |  |  |  | CON-OFF_1025 | Envelope, String and Button, White | 0 | 0 |  | pc/s
911 |  |  |  | CON-OFF_1026 | Eraser, Gum | 0 | 0 |  | pc/s
912 | Local |  |  | CON-OFF_1027 | Eraser, Pencil | 4 | 0 | 8 | pc/s
913 |  |  |  | CON-OFF_1028 | Eraser, Rubber | 0 | 0 |  | pc/s
914 |  |  |  | CON-OFF_1029 | Eraser, Vinyl | 0 | 0 |  | pc/s
915 |  |  |  | CON-OFF_1030 | Fabric, Pongee | 0 | 0 |  | mtr/s
916 |  |  |  | CON-OFF_1031 | Fastener, Paper, Metal | 0 | 0 |  | box/s
917 |  |  |  | CON-OFF_1032 | Fastener, Paper, Plastic | 17.6667 | 0 | 28 | box/s | WH - Rm1 | CENPRI
918 |  |  |  | CON-OFF_1033 | Folder, Long, Brown | 0 | 0 |  | pc/s
919 |  |  |  | CON-OFF_1034 | Folder, Long, White | 3.2917 | 0 | 4 | pc/s
920 |  |  |  | CON-OFF_1035 | Folder, Organizer, Long | 0 | 0 |  | pc/s
921 |  |  |  | CON-OFF_1036 | Folder, Short, Brown | 0 | 0 |  | pc/s
922 |  |  |  | CON-OFF_1037 | Folder, Short, White | 2.3125 | 0 | 3.5 | pc/s
923 |  |  |  | CON-OFF_1038 | Glue, Multi Purpose | 41 | 0 | 40 | bot/s | WH - Rm1 | CENPRI
924 |  |  |  | CON-OFF_1039 | Highlighter, Green | 0 | 0 |  | pc/s
925 |  |  |  | CON-OFF_1040 | Highlighter, Orange | 0 | 0 |  | pc/s
926 |  |  |  | CON-OFF_1041 | Highlighter, Yellow | 0 | 0 |  | pc/s
927 |  |  |  | CON-OFF_1042 | Ink Refill, Pemanent, Blue | 33 | 0 | 66 | bot/s | WH - Rm1 | CENPRI
928 |  |  |  | CON-OFF_1043 | Ink Refill, Permanent, Black | 32.6667 | 0 | 0 | bot/s
929 |  |  |  | CON-OFF_1044 | Ink Refill, Permanent, Red | 24 | 0 | 30 | bot/s
930 |  |  |  | CON-OFF_1045 | Ink Refill, Printer, Black | 50 | 0 | 75 | bot/s
931 |  |  |  | CON-OFF_1046 | Ink Refill, Printer, Cyan | 50 | 0 | 75 | bot/s
932 |  |  |  | CON-OFF_1047 | Ink Refill, Printer, Magenta | 50 | 0 | 75 | bot/s
933 |  |  |  | CON-OFF_1048 | Ink Refill, Printer, Yellow | 56.25 | 0 | 75 | bot/s
934 |  |  |  | CON-OFF_1049 | Ink Refill, Stamp Pad, Violet | 0 | 0 |  | bot/s
935 |  |  |  | CON-OFF_1050 | Ink Refill, Whiteboard, Black | 73.3333 | 0 | 110 | bot/s
936 |  |  |  | CON-OFF_1051 | Ink Refill, Whiteboard, Blue | 73.3333 | 0 | 110 | bot/s
937 |  |  |  | CON-OFF_1052 | Ink Refill, Whiteboard, Red | 0 | 0 |  | bot/s
938 |  |  |  | CON-OFF_1053 | Logbook, 300-pages | 25 | 0 | 0 | pc/s
939 |  |  |  | CON-OFF_1054 | Logbook, 500-pages | 57.1117 | 0 | 69 | pc/s
940 | Local |  |  | CON-OFF_1055 | Marker, Metal, White | 180 | 1 | 360 | pc/s
941 |  |  |  | CON-OFF_1056 | Marker, Metal, Yellow | 231.7767 | 0 | 360 | pc/s
942 |  |  |  | CON-OFF_1057 | Marker, Permanent, Fine, Black | 23.0833 | 0 | 33 | pc/s
943 |  |  |  | CON-OFF_1058 | Marker, Permanent, Fine, Blue | 22.5 | 0 | 30 | pc/s | WH - Rm1 | CENPRI
944 |  |  |  | CON-OFF_1059 | Marker, Permanent, Fine, Red | 20 | 0 | 30 | pc/s
945 | Local |  |  | CON-OFF_1060 | Marker, White Board, Black | 22.5 | 0 | 45 | pc/s
946 |  |  |  | CON-OFF_1061 | Marker, White Board, Blue | 33.75 | 0 | 45 | pc/s
947 |  |  |  | CON-OFF_1062 | Marker, White Board, Red | 0 | 0 |  | pc/s
948 |  |  |  | CON-OFF_1063 | Paper, Bond, A4 | 145.7143 | 0 | 170 | ream/s
949 |  |  |  | CON-OFF_1064 | Paper, Bond, Long | 166.6667 | 0 | 190 | ream/s
950 |  |  |  | CON-OFF_1065 | Paper, Bond, Short | 80 | 0 | 160 | ream/s
951 |  |  |  | CON-OFF_1066 | Paper, Mimeo, A4 | 0 | 0 |  | ream/s
952 |  |  |  | CON-OFF_1067 | Paper, Mimeo, Long | 94.1667 | 0 | 105 | ream/s
953 |  |  |  | CON-OFF_1068 | Paper, Mimeo, Short | 69.375 | 0 | 95 | ream/s
954 |  |  |  | CON-OFF_1069 | Paper, Yellow Pad | 0 | 0 |  | pad/s
955 |  |  |  | CON-OFF_1070 | Pen, Ballpoint, Black | 13.25 | 0 | 4 | pc/s
956 |  |  |  | CON-OFF_1071 | Pen, Ballpoint, Blue | 2.085 | 0 | 4.17 | pc/s
957 |  |  |  | CON-OFF_1072 | Pen, Ballpoint, Red | 2.9925 | 0 | 4 | pc/s
958 |  |  |  | CON-OFF_1073 | Pencil, Graphite, # 1 | 0 | 0 |  | pc/s
959 |  |  |  | CON-OFF_1074 | Pencil, Graphite, # 2 | 3.6667 | 0 | 5.5 | pc/s
960 |  |  |  | CON-OFF_1075 | Pencil, Graphite, # 3 | 0 | 0 |  | pc/s
961 |  |  |  | CON-OFF_1076 | Pencil, Graphite, # 4 | 0 | 0 |  | pc/s
962 |  |  |  | CON-OFF_1077 | Plastic, Cover | 6 | 0 | 12 | mtr/s
963 |  |  |  | CON-OFF_1078 | Rubber Band | 0 | 0 |  | box/s
964 |  |  |  | CON-OFF_1079 | Stapler, Desktop, #10 | 0 | 0 |  | pc/s
965 |  |  |  | CON-OFF_1080 | Stapler, Desktop, w/ Remover, #35 | 193.3333 | 0 | 300 | pc/s
966 |  |  |  | CON-OFF_1081 | Tape, Cellophane, 1" | 14.1667 | 0 | 17 | roll/s
967 |  |  |  | CON-OFF_1082 | Tape, Cellophane, 2" | 25.8333 | 0 | 30 | roll/s
968 |  |  |  | CON-OFF_1083 | Tape, Correction | 13.1667 | 0 | 15 | pc/s
969 |  |  |  | CON-OFF_1084 | Tape, Duct, 2" | 182.95 | 0 | 700 | roll/s
970 |  |  |  | CON-OFF_1085 | Tape, Masking, 1" | 21.17 | 8 | 28 | roll/s | WH - Rm3 | CENPRI | Rack - D2
971 |  |  |  | CON-OFF_1086 | Tape, Masking, 1/2" | 11.55 | 8 | 15 | roll/s | WH - Rm3 | CENPRI | Rack - D2
972 |  |  |  | CON-OFF_1087 | Tape, Masking, 2" | 30.625 | 0 | 39.75 | roll/s
973 |  |  |  | CON-OFF_1088 | Tape, Masking, 3" | 0 | 0 |  | roll/s
974 |  |  |  | CON-OFF_1089 | Tarpaulin, 3 x 4 | 0 | 0 |  | pc/s
975 |  |  |  | CON-OFF_1090 | Water, Drinking, Purified, 5 Gallons, Round Type Container | 18.8889 | 0 | 20 | cont/s | WH - Bldg. | CENPRI
976 |  |  |  | CON-OFF_1091 | Water, Drinking, Purified, 5 Gallons, Slim Type Container | 18.75 | 0 | 20 | cont/s | WH - Bldg. | CENPRI
977 | Local |  |  | CON-OFF_1092 | Wire, Stapler, #10 | 36 | 0 | 72 | box/s
978 |  |  |  | CON-OFF_1093 | Wire, Stapler, #35 | 31.6 | 0 | 40 | box/s
979 |  |  |  | CON-OFF_1094 | Ruler, Plastic, 12inches | 5 | 0 | 5 | pc/s | WH - Rm3 | CENPRI
980 |  |  |  | CON-OFF_1095 | Measure, Tape, 60inches | 5 | 0 | 5 | pc/s | WH - Rm3 | CENPRI
981 |  |  |  | CON-OFF_1096 | Paper, Colored, 8-1/2" x 11" | 150 | 0 | 150 | ream/s | CABINET | CENPRI
982 |  |  |  | CON-OFF_1097 | Pins, Color, Thumbtacks | 25 | 0 | 25 | box/s | CABINET | CENPRI
983 |  |  |  | CON-OFF_1098 | Rope, Plastic | 68.45 | 0 | 74.9 | roll/s | CABINET | CENPRI
984 |  |  |  | CON-OFF_1099 | Holder, ID | 6.25 | 0 | 2.5 | pc/s | CABINET | CENPRI
985 |  |  |  | CON-OFF_1100 | Slate, Board, Plastic | 52 | 0 | 52 | pc/s | WH - Rm1 | CENPRI
986 |  |  |  | CON-OFF_1101 | Tarpaulin, Printed, 3 ft x 5 ft | 0.125 | 0 | 1 | pc/s | WH - Rm3 | CENPRI | Rack - A4
987 |  |  |  | CON-OFF_1102 | Envelope, Long, Brown | 2 | 0 | 2 | pc/s | WH - Rm3 | CENPRI | Rack - A3
988 |  |  |  | CON-OFF_1103 | Envelope, Short, Brown | 1.5 | 0 | 1.5 | pc/s | WH - Rm3 | CENPRI | Rack - A3
989 |  |  |  | CON-OFF_1104 | Book, The Complete 101 Collection, John Maxwell | 695 | 0 | 695 | pc/s | WH - Rm1 | CENPRI
990 |  |  |  | CON-OFF_1105 | Ink, Cartridge, Brother Printer, Black | 595 | 0 | 595 | pc/s | WH - Rm1 | CENPRI
991 |  |  |  | CON-OFF_1106 | Ink, Cartridge, Brother Printer, Cyan | 495 | 0 | 495 | pc/s | WH - Rm1 | CENPRI
992 |  |  |  | CON-OFF_1107 | Ink, Cartridge, Brother Printer, Yellow | 498 | 0 | 498 | pc/s | WH - Rm1 | CENPRI
993 |  |  |  | CON-OFF_1108 | Envelope, Plastic, Long | 5 | 0 | 5 | pc/s | WH - Rm1 | CENPRI
994 |  |  |  | CON-OFF_1109 | Envelope, Plastic, Short | 4.5 | 0 | 4.5 | pc/s | WH - Rm1 | CENPRI
995 |  |  |  | CON-OFF_1110 | Paper, Sticker, Glossy Yellow | 30 | 0 | 30 | pc/s | WH - Rm1 | CENPRI
996 | Local |  |  | CON-OFF_1111 | Clip, Binder, 3/4" | 15 | 0 | 15 | box/s | WH - Rm1 | CENPRI
997 | Local |  |  | CON-OFF_1112 | Logbook, 300-pages, Junior Size | 38 | 0 | 38 | pc/s | WH - Rm1 | CENPRI
998 | Local |  |  | CON-OFF_1113 | Pencil, No 2 | 6 | 0 | 6 | pc/s | WH - Rm1 | CENPRI
999 | Local |  |  | CON-OFF_1114 | Ink Refill, Printer, Red | 75 | 0 | 75 | bot/s | WH - Rm1 | CENPRI
1000 | Local |  |  | CON-OFF_1115 | Pin, Push | 12 | 0 | 12 | box/s | WH - Rm1 | CENPRI
1001 | Local |  |  | CON-OFF_1116 | Tape, Duct, Cloth Type, 1.89" x 27.35 yards | 149.75 | 0 | 149.75 | roll/s | WH - Rm1 | CENPRI
1002 | Local |  |  | CON-OFF_1117 | ID Case, Plastic, Soft, Portrait, 10mm x 7mm | 1.49 | 0 | 2.97 | pc/s | WH - Rm1 | CENPRI
1003 | Local |  |  | CON-OFF_1118 | Yarn, Lime Green / Apple Green | 0 | 0 | 0 | roll/s | WH - Rm1 | CENPRI
1004 | Local |  |  | CON-OFF_1119 | Notebooks, 40 Leaves | 7 | 0 | 7 | pc/s | WH - Rm1 | CENPRI
1005 | Local |  |  | CON-OFF_1120 | Paper, Special, Short, 20pcs/pack | 95 | 0 | 95 | pack/s | WH - Rm1 | CENPRI
1006 | Local |  |  | CON-OFF_1121 | Manila Paper | 4 | 0 | 4 | pc/s | WH - Rm1 | CENPRI
1007 | Local |  |  | CON-OFF_1122 | Blade, Cutter, Refill, Small | 15 | 0 | 15 | box/s | WH - Rm1 | CENPRI
1008 |  |  |  | CON-OFF_1123 | Cuuter, Small |  | 0 |  | pc/s | WH - Rm1 | CENPRI
1009 | Local |  |  | CON-OFF_1124 | Cutter, Big | 10 | 0 | 10 | pc/s | WH - Rm1 | CENPRI
1010 | Local |  |  | CON-OFF_1125 | Cutter, Small | 7 | 0 | 7 | pc/s | WH - Rm1 | CENPRI
1011 | Local |  |  | CON-OFF_1126 | Highlighter, Neon Green | 30 | 0 | 30 | pc/s | WH - Rm1 | CENPRI
1012 | Local |  |  | CON-OFF_1127 | Highlighter, Pink | 30 | 0 | 30 | pc/s | WH - Rm1 | CENPRI
1013 | Local |  |  | CON-OFF_1129 | Blade, Cutter, Refill, Big | 21 | 0 | 21 | box/s | WH - Rm1 | CENPRI
1014 | Local |  |  | CON-OFF_1130 | Tape, Masking, 1/4" | 10.75 | 0 | 10.75 | roll/s
1015 | Local |  |  | CON-OFF_1131 | Flag, Philippines, 3ft x 5ft, Nylon | 125 | 0 | 125 | pc/s
1016 | Local |  |  | CON-OFF_1132 | Tape, Masking, 3/4" | 24 | 0 | 24 | roll/s
1017 | Local |  |  | CON-SAF_1001 | Tape, Caution, 500 m/roll | 600 | 0 | 1200 | roll/s | WH - Rm3 | CENPRI
1018 |  |  |  | CON-SAF_1002 | Tape, Danger | 0 | 0 |  | roll/s
1019 | Local |  |  | CON-SAF_1003 | Fire Exit Sign, Reflectorized, Left, 30cm x 10cm | 250 | 0 | 250 | pc/s | WH - Rm1 | CENPRI
1020 | Local |  |  | CON-SAF_1004 | Fire Exit Sign, Reflectorized, Right, 30cm x 10cm | 250 | 0 | 250 | pc/s | WH - Rm1 | CENPRI
1021 | Local |  |  | CON-SAF_1005 | No Smoking Sign, 8.8" c 11" / 21.59cm x 27.94cm | 250 | 0 | 250 | pc/s | WH - Rm1 | CENPRI
1022 | Local |  |  | CON-SAF_1006 | Cable, Fire Alarm & Smoke Detector, #16 / 7(1.25mm2) | 2325 | 0 | 2325 | roll/s | WH - Rm1 | CENPRI
1023 | Local |  |  | CON-SAF_1007 | Fuel Tank Sign, 3M Reflectorized Sticker, 500mm x 500mm | 800 | 0 | 800 | pc/s | WH - Rm1 | CENPRI
1024 | Local |  |  | CON-SAF_1008 | Diesel Tank Sign, 3M Reflectorized Sticker, 500mm x 500mm | 800 | 0 | 800 | pc/s | WH - Rm1 | CENPRI
1025 |  |  |  | CON-STA_1001 | LPG, Gasul, 11 kg | 517.1667 | 0 | 744 | cyl/s
1026 |  |  |  | CON-STA_1002 | LPG, Gasulito | 406.676 | 0 | 486 | cyl/s
1027 |  |  |  | CON-STA_1004 | LPG, Phoenix | 426.3333 | 0 | 858 | cyl/s
1028 |  |  |  | CON-STA_1005 | LPG, Petronas, 11 kg | 769.072 | 0 | 676 | cyl/s
1029 | Local |  |  | _6376 | DM Pamasko Pack - Filipino | 0 | 0 | 0 | box/s | WH - Rm1 | CENPRI
1030 | Local |  |  | _6377 | Natures Mineral Water | 0 | 0 | 0 | bot/s | WH - Rm1 | CENPRI
1031 | Local |  |  | _6378 | Rosana Rice | 0 | 0 | 0 | sack/s | WH - Rm1 | CENPRI
1032 | Local |  |  | _6379 | Rice Cooker | 0 | 0 | 0 | box/s | WH - Rm1 | CENPRI
1033 | Local |  |  | _6380 | Hanabishi Oven Toaster | 0 | 0 | 0 | box/s | WH - Rm1 | CENPRI
1034 | Local |  |  | _6381 | Fukuda Plastic Stand Fan | 0 | 0 | 0 | box/s | WH - Rm1 | CENPRI
1035 | Local |  |  | _6382 | Fukuda Dry Iron | 0 | 0 | 0 | box/s | WH - Rm1 | CENPRI
1036 | Local |  |  | _6383 | Fukuda Blender | 0 | 0 | 0 | box/s | WH - Rm1 | CENPRI
1037 | Local |  |  | _6384 | Pail | 65 | 0 | 65 | pc/s | WH - Rm3 | CENPRI
1038 | Manila |  |  | _6385 | Various Wines : 1- Lipote, 1-Lolo Art Marnier, 2-Buko & Apple Wine | 0 | 0 | 0 | bot/s | WH - Rm1 | CENPRI
1039 | Manila |  |  | _6386 | Ambient Air Sampling & Testing Report | 0 | 0 | 0 | set/s | WH - Rm1 | CENPRI
1040 | Manila |  |  | _6387 | Emission Test Report | 0 | 0 | 0 | set/s | WH - Rm1 | CENPRI
Prepared By: |  |  | Checked By: |  | Approved By:
Warehouse Personnel |  |  | Warehouse Supervisor |  | Plant Director/Plant Manager